ISO language | dz | Dzongkha | CFIHOS-60001852 | ISO 639-1:2002 | 2020-11-27 14:55 | 2021-10-12 16:02 |  | CR0032 | STANDARD
ISO language | ee | Ewe | CFIHOS-60001853 | ISO 639-1:2002 | 2020-11-27 14:55 | 2021-10-12 16:02 |  | CR0032 | STANDARD
ISO language | el | Greek | CFIHOS-60001854 | ISO 639-1:2002 | 2020-11-27 14:55 | 2021-10-12 16:02 |  | CR0032 | STANDARD
ISO language | en | English | CFIHOS-60000443 | ISO 639-1:2002 | 2017-02-13 23:00 | 2021-10-12 16:02 |  | CR0027;CR0030;CR0032;FR69 | STANDARD
ISO language | eo | Esperanto | CFIHOS-60001855 | ISO 639-1:2002 | 2020-11-27 14:55 | 2021-10-12 16:02 |  | CR0032 | STANDARD
ISO language | es | Spanish; Castilian | CFIHOS-60001694 | ISO 639-1:2002 | 2019-03-29 14:51 | 2021-10-12 16:02 |  | CR0027;CR0030;CR0032;FR69 | STANDARD
ISO language | et | Estonian | CFIHOS-60001856 | ISO 639-1:2002 | 2020-11-27 14:55 | 2021-10-12 16:02 |  | CR0032 | STANDARD
ISO language | eu | Basque | CFIHOS-60001857 | ISO 639-1:2002 | 2020-11-27 14:55 | 2021-10-12 16:02 |  | CR0032 | STANDARD
ISO language | fa | Persian | CFIHOS-60001858 | ISO 639-1:2002 | 2020-11-27 14:55 | 2021-10-12 16:02 |  | CR0032 | STANDARD
ISO language | ff | Fulah | CFIHOS-60001859 | ISO 639-1:2002 | 2020-11-27 14:55 | 2021-10-12 16:02 |  | CR0032 | STANDARD
ISO language | fi | Finnish | CFIHOS-60001860 | ISO 639-1:2002 | 2020-11-27 14:55 | 2021-10-12 16:02 |  | CR0032 | STANDARD
ISO language | fj | Fijian | CFIHOS-60001861 | ISO 639-1:2002 | 2020-11-27 14:55 | 2021-10-12 16:02 |  | CR0032 | STANDARD
ISO language | fl | Filipino | CFIHOS-60001862 | ISO 639-1:2002 | 2020-11-27 14:55 | 2021-10-12 16:02 |  | CR0032 | STANDARD
ISO language | fo | Faroese | CFIHOS-60001863 | ISO 639-1:2002 | 2020-11-27 14:55 | 2021-10-12 16:02 |  | CR0032 | STANDARD
ISO language | fr | French | CFIHOS-60001864 | ISO 639-1:2002 | 2020-11-27 14:55 | 2021-10-12 16:02 |  | CR0032 | STANDARD
ISO language | fy | Western Frisian | CFIHOS-60001865 | ISO 639-1:2002 | 2020-11-27 14:55 | 2021-10-12 16:02 |  | CR0032 | STANDARD
ISO language | ga | Irish | CFIHOS-60001866 | ISO 639-1:2002 | 2020-11-27 14:55 | 2021-10-12 16:02 |  | CR0032 | STANDARD
ISO language | gd | Gaelic; Scottish Gaelic | CFIHOS-60001867 | ISO 639-1:2002 | 2020-11-27 14:55 | 2021-10-12 16:02 |  | CR0032 | STANDARD
ISO language | gl | Galician | CFIHOS-60001868 | ISO 639-1:2002 | 2020-11-27 14:55 | 2021-10-12 16:02 |  | CR0032 | STANDARD
ISO language | gn | Guarani | CFIHOS-60001869 | ISO 639-1:2002 | 2020-11-27 14:55 | 2021-10-12 16:02 |  | CR0032 | STANDARD
ISO language | gu | Gujarati | CFIHOS-60001870 | ISO 639-1:2002 | 2020-11-27 14:55 | 2021-10-12 16:02 |  | CR0032 | STANDARD
ISO language | gv | Manx | CFIHOS-60001871 | ISO 639-1:2002 | 2020-11-27 14:55 | 2021-10-12 16:02 |  | CR0032 | STANDARD
ISO language | ha | Hausa | CFIHOS-60001872 | ISO 639-1:2002 | 2020-11-27 14:55 | 2021-10-12 16:02 |  | CR0032 | STANDARD
ISO language | he | Hebrew | CFIHOS-60001873 | ISO 639-1:2002 | 2020-11-27 14:55 | 2021-10-12 16:02 |  | CR0032 | STANDARD
ISO language | hi | Hindi | CFIHOS-60001874 | ISO 639-1:2002 | 2020-11-27 14:55 | 2021-10-12 16:02 |  | CR0032 | STANDARD
ISO language | ho | Hiri Motu | CFIHOS-60001875 | ISO 639-1:2002 | 2020-11-27 14:55 | 2021-10-12 16:02 |  | CR0032 | STANDARD
ISO language | hr | Croatian | CFIHOS-60001876 | ISO 639-1:2002 | 2020-11-27 14:55 | 2021-10-12 16:02 |  | CR0032 | STANDARD
ISO language | ht | Haitian; Haitian Creole | CFIHOS-60001877 | ISO 639-1:2002 | 2020-11-27 14:55 | 2021-10-12 16:02 |  | CR0032 | STANDARD
ISO language | hu | Hungarian | CFIHOS-60001878 | ISO 639-1:2002 | 2020-11-27 14:55 | 2021-10-12 16:02 |  | CR0032 | STANDARD
ISO language | hy | Armenian | CFIHOS-60001879 | ISO 639-1:2002 | 2020-11-27 14:55 | 2021-10-12 16:02 |  | CR0032 | STANDARD
ISO language | hz | Herero | CFIHOS-60001880 | ISO 639-1:2002 | 2020-11-27 14:55 | 2021-10-12 16:02 |  | CR0032 | STANDARD
ISO language | ia | Interlingua | CFIHOS-60001881 | ISO 639-1:2002 | 2020-11-27 14:55 | 2021-10-12 16:02 |  | CR0032 | STANDARD
ISO language | id | Indonesian | CFIHOS-60001882 | ISO 639-1:2002 | 2020-11-27 14:55 | 2021-10-12 16:02 |  | CR0032 | STANDARD
ISO language | ie | Interlingue; Occidental | CFIHOS-60001883 | ISO 639-1:2002 | 2020-11-27 14:55 | 2021-10-12 16:02 |  | CR0032 | STANDARD
ISO language | ig | Igbo | CFIHOS-60001884 | ISO 639-1:2002 | 2020-11-27 14:55 | 2021-10-12 16:02 |  | CR0032 | STANDARD
ISO language | ii | Sichuan Yi; Nuosu | CFIHOS-60001885 | ISO 639-1:2002 | 2020-11-27 14:55 | 2021-10-12 16:02 |  | CR0032 | STANDARD
ISO language | ik | Inupiaq | CFIHOS-60001886 | ISO 639-1:2002 | 2020-11-27 14:55 | 2021-10-12 16:02 |  | CR0032 | STANDARD
ISO language | io | Ido | CFIHOS-60001887 | ISO 639-1:2002 | 2020-11-27 14:55 | 2021-10-12 16:02 |  | CR0032 | STANDARD
ISO language | is | Icelandic | CFIHOS-60001888 | ISO 639-1:2002 | 2020-11-27 14:55 | 2021-10-12 16:02 |  | CR0032 | STANDARD
ISO language | it | Italian | CFIHOS-60001889 | ISO 639-1:2002 | 2020-11-27 14:55 | 2021-10-12 16:02 |  | CR0032 | STANDARD
ISO language | iu | Inuktitut | CFIHOS-60001890 | ISO 639-1:2002 | 2020-11-27 14:55 | 2021-10-12 16:02 |  | CR0032 | STANDARD
capacitor bank cooling method | water | A colourless, odourless, tasteless, and non-flammable liquid with the chemical formula H2O that covers two-thirds of the surface of the planet. With a freezing point of 0°C and boiling point of 100°C at atmospheric pressure. | CFIHOS-60001340 |  | 2017-02-13 23:00 | 2021-10-12 16:02 |  | FR69;FR74 | STANDARD
capacity control | recycle |  | CFIHOS-60001039 |  | 2017-02-13 23:00 | 2021-10-12 16:02 |  | V1.2 | STANDARD
capacity control | speed variation |  | CFIHOS-60001229 |  | 2017-02-13 23:00 | 2021-10-12 16:02 |  | V1.2 | STANDARD
capacity control | valve unloaders |  | CFIHOS-60001324 |  | 2017-02-13 23:00 | 2021-10-12 16:02 |  | V1.2 | STANDARD
capacity control | variable volume pockets |  | CFIHOS-60001327 |  | 2017-02-13 23:00 | 2021-10-12 16:02 |  | V1.2 | STANDARD
coating material | ABS |  | CFIHOS-60000100 |  | 2017-02-13 23:00 | 2021-10-12 16:02 |  | V1.2 | STANDARD
coating material | CPVC |  | CFIHOS-60000332 |  | 2017-02-13 23:00 | 2021-10-12 16:02 |  | V1.2 | STANDARD
coating material | DENSO |  | CFIHOS-60000373 |  | 2017-02-13 23:00 | 2021-10-12 16:02 |  | V1.2 | STANDARD
coating material | EPDM | EPDM is an abbreviation of a compound called Ethylene Propylene Diene Monomer | CFIHOS-60000446 |  | 2017-02-13 23:00 | 2021-10-12 16:02 |  | V1.2 | STANDARD
coating material | FRP-EPOXY |  | CFIHOS-60000522 |  | 2017-02-13 23:00 | 2021-10-12 16:02 |  | V1.2 | STANDARD
coating material | FRP-POLYESTER |  | CFIHOS-60000525 |  | 2017-02-13 23:00 | 2021-10-12 16:02 |  | V1.2 | STANDARD
coating material | FRP-VINYL |  | CFIHOS-60000527 |  | 2017-02-13 23:00 | 2021-10-12 16:02 |  | V1.2 | STANDARD
coating material | NBR |  | CFIHOS-60000839 |  | 2017-02-13 23:00 | 2021-10-12 16:02 |  | V1.2 | STANDARD
coating material | NR |  | CFIHOS-60000880 |  | 2017-02-13 23:00 | 2021-10-12 16:02 |  | V1.2 | STANDARD
coating material | PTFE |  | CFIHOS-60001023 |  | 2017-02-13 23:00 | 2021-10-12 16:02 |  | V1.2 | STANDARD
coating material | STELLITE 12 |  | CFIHOS-60001247 |  | 2017-02-13 23:00 | 2021-10-12 16:02 |  | V1.2 | STANDARD
coating material | STELLITE 19 |  | CFIHOS-60001248 |  | 2017-02-13 23:00 | 2021-10-12 16:02 |  | V1.2 | STANDARD
coating material | STELLITE 3 |  | CFIHOS-60001249 |  | 2017-02-13 23:00 | 2021-10-12 16:02 |  | V1.2 | STANDARD
coating material | STELLITE 4 |  | CFIHOS-60001250 |  | 2017-02-13 23:00 | 2021-10-12 16:02 |  | V1.2 | STANDARD
coating material | STELLITE 6 |  | CFIHOS-60001251 |  | 2017-02-13 23:00 | 2021-10-12 16:02 |  | V1.2 | STANDARD
coating material | STELLITE 6B |  | CFIHOS-60001252 |  | 2017-02-13 23:00 | 2021-10-12 16:02 |  | V1.2 | STANDARD
coating material | STELLITE 6K |  | CFIHOS-60001253 |  | 2017-02-13 23:00 | 2021-10-12 16:02 |  | V1.2 | STANDARD
coating material | TSA (Thermal Sprayed Aluminium) |  | CFIHOS-60001300 |  | 2017-02-13 23:00 | 2021-10-12 16:02 |  | V1.2 | STANDARD
coating material | ZN/EPOXY |  | CFIHOS-60001395 |  | 2017-02-13 23:00 | 2021-10-12 16:02 |  | V1.2 | STANDARD
coating material | acrylic | Polymer of Acrylic Acid | CFIHOS-60000103 |  | 2017-02-13 23:00 | 2021-10-12 16:02 |  | V1.2 | STANDARD
coating material | acrylic latex |  | CFIHOS-60000104 |  | 2017-02-13 23:00 | 2021-10-12 16:02 |  | V1.2 | STANDARD
coating material | baked phenolic |  | CFIHOS-60000214 |  | 2017-02-13 23:00 | 2021-10-12 16:02 |  | V1.2 | STANDARD
coating material | coal tar epoxy |  | CFIHOS-60000316 |  | 2017-02-13 23:00 | 2021-10-12 16:02 |  | V1.2 | STANDARD
coating material | epoxy | Polymers derived from epichlorhydrin and bisphenol-A | CFIHOS-60000450 |  | 2017-02-13 23:00 | 2021-10-12 16:02 |  | V1.2 | STANDARD
coating material | epoxy phenolic |  | CFIHOS-60000451 |  | 2017-02-13 23:00 | 2021-10-12 16:02 |  | V1.2 | STANDARD
coating material | inorg zinc |  | CFIHOS-60000648 |  | 2017-02-13 23:00 | 2021-10-12 16:02 |  | V1.2 | STANDARD
coating material | phenolic |  | CFIHOS-60000944 |  | 2017-02-13 23:00 | 2021-10-12 16:02 |  | V1.2 | STANDARD
coating material | polyethylene | A flexible, waxy translucent thermoplastic | CFIHOS-60000973 |  | 2017-02-13 23:00 | 2021-10-12 16:02 |  | V1.2 | STANDARD
coating material | polystyrene |  | CFIHOS-60000977 |  | 2017-02-13 23:00 | 2021-10-12 16:02 |  | V1.2 | STANDARD
coating material | polyurethane | A plastic which is a range of resins, both thermoplastic and thermosetting, based on the reaction of di-isocyantes with dihydric, alcohols, polyesters or polyethers. | CFIHOS-60000979 |  | 2017-02-13 23:00 | 2021-10-12 16:02 |  | V1.2 | STANDARD
coating material | silicone | A periodic system element with 14 protons in its nucleus | CFIHOS-60001201 |  | 2017-02-13 23:00 | 2021-10-12 16:02 |  | V1.2 | STANDARD
coating material | urethane |  | CFIHOS-60001318 |  | 2017-02-13 23:00 | 2021-10-12 16:02 |  | V1.2 | STANDARD
coating material | vinyl |  | CFIHOS-60001332 |  | 2017-02-13 23:00 | 2021-10-12 16:02 |  | V1.2 | STANDARD
coding source | ISO 15926 part4 | A standard for data integration, sharing, exchange and hand-over between computer system in the process industry | CFIHOS-60001645 |  | 2018-12-10 17:46 | 2021-10-12 16:02 |  | CR0020;FR69 | STANDARD
coding source | POSC CAESAR | An organization promoting standards for interoperability of data | CFIHOS-60001647 |  | 2018-12-10 17:46 | 2021-10-12 16:02 |  | CR0020;FR69 | STANDARD
coding source | STEPLIB | Standard Template for Electronic Publishing | CFIHOS-60001646 |  | 2018-12-10 17:46 | 2021-10-12 16:02 |  | CR0020 | STANDARD
coding source | UNSPSC | United Nations Standard Products and Services Classification | CFIHOS-60001648 |  | 2018-12-10 17:46 | 2021-10-12 16:02 |  | CR0020;FR69 | STANDARD
communication protocol | FF | Foundation Fieldbus | CFIHOS-60001736 |  | 2019-05-14 10:23 | 2021-10-12 16:02 |  | CR0028;FR69 | STANDARD
communication protocol | HART | HART | CFIHOS-60001735 |  | 2019-05-14 10:23 | 2021-10-12 16:02 |  | CR0028;FR69 | STANDARD
communication protocol | Profibus | Profibus | CFIHOS-60001737 |  | 2019-05-14 10:23 | 2021-10-12 16:02 |  | CR0028;FR69 | STANDARD
cooling on | stuffing box | A seal that utilizes several coils of woven material pressed lightly against the rotating shaft to provide a minimal leakage path between the shaft and casing. | CFIHOS-60001254 |  | 2017-02-13 23:00 | 2021-10-12 16:02 |  | V1.2 | STANDARD
cooling type | forced circulation |  | CFIHOS-60000515 |  | 2017-02-13 23:00 | 2021-10-12 16:02 |  | FR69 | STANDARD
cooling type | kettle |  | CFIHOS-60000738 |  | 2017-02-13 23:00 | 2021-10-12 16:02 |  | V1.2 | STANDARD
cooling type | thermosyphon |  | CFIHOS-60001294 |  | 2017-02-13 23:00 | 2021-10-12 16:02 |  | FR69 | STANDARD
coupling type | disconnect |  | CFIHOS-60000379 | ISO 14224:2016 | 2017-02-13 23:00 | 2021-10-12 16:02 |  | FR69 | STANDARD
coupling type | flexible | A power transmission coupling used to connect two co-axial shafts in which perfectly rigid alignment is impossible; the torque is transmitted from one flange to another through a resilient member or by gear teeth which also allows a limited end float. | CFIHOS-60000507 | ISO 14224:2016 | 2017-02-13 23:00 | 2021-10-12 16:02 |  | V1.2 | STANDARD
coupling type | hydraulic |  | CFIHOS-60000570 | ISO 14224:2016 | 2017-02-13 23:00 | 2021-10-12 16:02 |  | FR69 | STANDARD
coupling type | magnetic | An induction coupling in which the secondary currents are induced in wound or cage windings. | CFIHOS-60000789 | ISO 14224:2016 | 2017-02-13 23:00 | 2021-10-12 16:02 |  | V1.2 | STANDARD
coupling type | rigid |  | CFIHOS-60001052 | ISO 14224:2016 | 2017-02-13 23:00 | 2021-10-12 16:02 |  | FR69 | STANDARD
crane type | gantry crane |  | CFIHOS-60000536 |  | 2017-02-13 23:00 | 2021-10-12 16:02 |  | FR69 | STANDARD
crane type | jib crane |  | CFIHOS-60000727 |  | 2017-02-13 23:00 | 2021-10-12 16:02 |  | FR69 | STANDARD
crane type | mobile crane | A 'crane' that consists of a 'truss' or telescopic boom mounted on a mobile platform - be it on road, rail or water. | CFIHOS-60000811 |  | 2017-02-13 23:00 | 2021-10-12 16:02 |  | V1.2 | STANDARD
crane type | overhead crane | A crane where the hook and line mechanism runs along a horisontal beam that runs along two widely separated rails. | CFIHOS-60000906 |  | 2017-02-13 23:00 | 2021-10-12 16:02 |  | V1.2 | STANDARD
crane type | pedestal crane | A crane that is mounted on top of a stationary, raised foundation (base, column, pillar). | CFIHOS-60000936 |  | 2017-02-13 23:00 | 2021-10-12 16:02 |  | V1.2 | STANDARD
crane type | travelling crane |  | CFIHOS-60001297 |  | 2017-02-13 23:00 | 2021-10-12 16:02 |  | FR69 | STANDARD
cycle | regenerative |  | CFIHOS-60001046 |  | 2017-02-13 23:00 | 2021-10-12 16:02 |  | V1.2 | STANDARD
cycle | simple |  | CFIHOS-60001203 |  | 2017-02-13 23:00 | 2021-10-12 16:02 |  | V1.2 | STANDARD
cylinder head cooling method type | forced |  | CFIHOS-60000514 |  | 2017-02-13 23:00 | 2021-10-12 16:02 |  | FR69 | STANDARD
cylinder head cooling method type | none (air-cooled) |  | CFIHOS-60000873 |  | 2017-02-13 23:00 | 2021-10-12 16:02 |  | FR69 | STANDARD
data type | Boolean | A mathematical value which indicates whether something is the case or not. | CFIHOS-60000243 |  | 2017-02-13 23:00 | 2021-10-12 16:02 |  | V1.2 | STANDARD
data type | Date |  | CFIHOS-60000362 |  | 2017-02-13 23:00 | 2021-10-12 16:02 |  | V1.2 | STANDARD
data type | Number |  | CFIHOS-60000881 |  | 2017-02-13 23:00 | 2021-10-12 16:02 |  | V1.2 | STANDARD
data type | Text | A class of information representation that is a sequence of characters which can be understood by a person, and that include structuring and formatting information as required | CFIHOS-60001289 |  | 2017-02-13 23:00 | 2021-10-12 16:02 |  | V1.2 | STANDARD
deliverable format | PDF | Portable Document Format (PDF) to be electronically developed and must be in Optical Character Recognition (OCR) format which is text searchable and indexed. Embedded graphics in Joint Photographic Experts Groups (JPEG), Graphic Interchange Format (GIF) (suitably compressed) or Tagged Image File Format (TIFF) formats may be allowed but be exception only and with Purchaser’s written approval. | CFIHOS-60002312 |  | 2021-10-05 06:11 | 2021-10-12 16:02 |  | FR74 | STANDARD
deliverable format | hard copy | should be electronically developed, but in particular and exceptional circumstances, say for legal reasons, may need to be handed over in printed paper format | CFIHOS-60002310 |  | 2021-10-05 06:11 | 2021-10-12 16:02 |  | FR74 | STANDARD
deliverable format | intelligent vector (CAD) | Intelligent vector drawing like CAD | CFIHOS-60002313 |  | 2021-10-05 06:11 | 2021-10-12 16:02 |  | FR74 | STANDARD
deliverable format | multi media (film) | Multi media like Film, Microfiche, Video, Sound | CFIHOS-60002314 |  | 2021-10-05 06:11 | 2021-10-12 16:02 |  | FR74 | STANDARD
deliverable format | native | To be electronically developed and must be retained in the original application software format, with no embedded or linked files. | CFIHOS-60002311 |  | 2021-10-05 06:11 | 2021-10-12 16:02 |  | FR74 | STANDARD
deliverable format | raster image (bitmap) | Raster image like a bitmap | CFIHOS-60002315 |  | 2021-10-05 06:11 | 2021-10-12 16:02 |  | FR74 | STANDARD
deliverable format | structured data (MA apps) | Structured Data like CSV file, MS-access, MS- Excel, Application Database | CFIHOS-60002316 |  | 2021-10-05 06:11 | 2021-10-12 16:02 |  | FR74 | STANDARD
deliverable format | technical publication (text) | Technical publication or Text | CFIHOS-60002317 |  | 2021-10-05 06:11 | 2021-10-12 16:02 |  | FR74 | STANDARD
direction of rotation | alternating | Changing of occurrence or succession by turns | CFIHOS-60000196 |  | 2017-02-13 23:00 | 2021-10-12 16:02 |  | FR69 | STANDARD
direction of rotation | clockwise |  | CFIHOS-60000314 |  | 2017-02-13 23:00 | 2021-10-12 16:02 |  | FR69 | STANDARD
direction of rotation | counterclockwise |  | CFIHOS-60000331 |  | 2017-02-13 23:00 | 2021-10-12 16:02 |  | FR69 | STANDARD
document and data requirement group | contract management information deliverables | Contract Management Information Requirements | CFIHOS-60002248 |  | 2021-10-05 06:11 | 2021-10-12 16:02 |  | FR14 | STANDARD
document and data requirement group | purchase order specific information Requirements | Purchase Order Specific Information Requirements | CFIHOS-60002249 |  | 2021-10-05 06:11 | 2021-10-12 16:02 |  | FR14 | STANDARD
document and data requirement group | technical information deliverables | Technical Information Requirements | CFIHOS-60002250 |  | 2021-10-05 06:11 | 2021-10-12 16:02 |  | FR14 | STANDARD
document and data requirement type | Design | Document content generated during the design activity | CFIHOS-60002246 |  | 2021-10-05 06:11 | 2021-10-12 16:02 |  | FR14 | STANDARD
document and data requirement type | Equipment | Document content generated by the equipment manufacturer | CFIHOS-60002247 |  | 2021-10-05 06:11 | 2021-10-12 16:02 |  | FR14 | STANDARD
document format | ASCII text |  | CFIHOS-60000208 |  | 2017-02-13 23:00 | 2021-10-12 16:02 | 2021-10-12T15:02:03.835Z | FR69;FR27 | TERMINATED
document format | AVI file |  | CFIHOS-60000211 |  | 2017-02-13 23:00 | 2021-10-12 16:02 | 2021-10-12T15:02:03.835Z | FR69;FR27 | TERMINATED
document format | AutoCAD |  | CFIHOS-60000210 |  | 2017-02-13 23:00 | 2021-10-12 16:02 | 2021-10-12T15:02:03.835Z | FR69;FR27 | TERMINATED
document format | E-spir |  | CFIHOS-60000464 |  | 2017-02-13 23:00 | 2021-10-12 16:02 | 2021-10-12T15:02:03.835Z | FR69;FR27 | TERMINATED
document format | HYSIS |  | CFIHOS-60000600 |  | 2017-02-13 23:00 | 2021-10-12 16:02 | 2021-10-12T15:02:03.835Z | FR69;FR27 | TERMINATED
document format | JPG file |  | CFIHOS-60000729 |  | 2017-02-13 23:00 | 2021-10-12 16:02 | 2021-10-12T15:02:03.835Z | FR69;FR27 | TERMINATED
document format | MS-Access |  | CFIHOS-60000818 |  | 2017-02-13 23:00 | 2021-10-12 16:02 | 2021-10-12T15:02:03.835Z | FR69;FR27 | TERMINATED
document format | MS-Excel |  | CFIHOS-60000819 |  | 2017-02-13 23:00 | 2021-10-12 16:02 | 2021-10-12T15:02:03.835Z | FR69;FR27 | TERMINATED
document format | MS-Excel or MS-Access |  | CFIHOS-60000820 |  | 2017-02-13 23:00 | 2021-10-12 16:02 | 2021-10-12T15:02:03.835Z | FR27 | TERMINATED
document format | MS-Powerpoint |  | CFIHOS-60000822 |  | 2017-02-13 23:00 | 2021-10-12 16:02 | 2021-10-12T15:02:03.835Z | FR69;FR27 | TERMINATED
document format | MS-Project |  | CFIHOS-60000823 |  | 2017-02-13 23:00 | 2021-10-12 16:02 | 2021-10-12T15:02:03.835Z | FR69;FR27 | TERMINATED
document format | MS-Visio |  | CFIHOS-60000824 |  | 2017-02-13 23:00 | 2021-10-12 16:02 | 2021-10-12T15:02:03.835Z | FR69;FR27 | TERMINATED
document format | MS-Word |  | CFIHOS-60000825 |  | 2017-02-13 23:00 | 2021-10-12 16:02 | 2021-10-12T15:02:03.835Z | FR69;FR27 | TERMINATED
document format | MS-Word Or MS-Excel |  | CFIHOS-60000826 |  | 2017-02-13 23:00 | 2021-10-12 16:02 | 2021-10-12T15:02:03.835Z | FR27 | TERMINATED
document format | Microstation |  | CFIHOS-60000804 |  | 2017-02-13 23:00 | 2021-10-12 16:02 | 2021-10-12T15:02:03.835Z | FR69;FR27 | TERMINATED
document format | Native |  | CFIHOS-60000835 |  | 2017-02-13 23:00 | 2021-10-12 16:02 | 2021-10-12T15:02:03.835Z | FR27 | TERMINATED
document format | PDF |  | CFIHOS-60000933 |  | 2017-02-13 23:00 | 2021-10-12 16:02 | 2021-10-12T15:02:03.835Z | FR69;FR27 | TERMINATED
document format | PDMS Intergraph |  | CFIHOS-60000934 |  | 2017-02-13 23:00 | 2021-10-12 16:02 | 2021-10-12T15:02:03.835Z | FR69;FR27 | TERMINATED
document format | PDS Aveva |  | CFIHOS-60000935 |  | 2017-02-13 23:00 | 2021-10-12 16:02 | 2021-10-12T15:02:03.835Z | FR69;FR27 | TERMINATED
document format | Piping ISO |  | CFIHOS-60000949 |  | 2017-02-13 23:00 | 2021-10-12 16:02 | 2021-10-12T15:02:03.835Z | FR27 | TERMINATED
document format | Primavera |  | CFIHOS-60000987 |  | 2017-02-13 23:00 | 2021-10-12 16:02 | 2021-10-12T15:02:03.835Z | FR69;FR27 | TERMINATED
document format | Rich Text Format |  | CFIHOS-60001051 |  | 2017-02-13 23:00 | 2021-10-12 16:02 | 2021-10-12T15:02:03.835Z | FR69;FR27 | TERMINATED
document format | SPI-Data |  | CFIHOS-60001231 |  | 2017-02-13 23:00 | 2021-10-12 16:02 | 2021-10-12T15:02:03.835Z | FR27 | TERMINATED
document format | Smartsketch Intergraph |  | CFIHOS-60001218 |  | 2017-02-13 23:00 | 2021-10-12 16:02 | 2021-10-12T15:02:03.835Z | FR69;FR27 | TERMINATED
document format | TIFF file |  | CFIHOS-60001295 |  | 2017-02-13 23:00 | 2021-10-12 16:02 | 2021-10-12T15:02:03.835Z | FR69;FR27 | TERMINATED
document master review type | For Information |  | CFIHOS-60000604 |  | 2017-02-13 23:00 | 2021-10-12 16:02 | 2021-10-12T15:02:03.835Z | CR0003 | TERMINATED
driver type | hydraulic motor | A motor that is intended to generate power by means of high pressure oil. | CFIHOS-60000571 |  | 2017-02-13 23:00 | 2021-10-12 16:02 |  | V1.2 | STANDARD
driver type | petrol engine | An internal combustion engine that is an induction compression ignition exhaust engine which ignites a petrol air mixture with an electric spark. | CFIHOS-60000942 |  | 2017-02-13 23:00 | 2021-10-12 16:02 |  | V1.2 | STANDARD
driver type | pneumatic motor | A motor that is driven by compressed gas. Typically air. | CFIHOS-60000965 |  | 2017-02-13 23:00 | 2021-10-12 16:02 |  | V1.2 | STANDARD
driver type | steam turbine | A turbine that is a heat engine in which energy of steam is transformed into kinetic energy by means of expansion through nozzles and the kinetic energy of the resulting jet is in turn converted into force doing work on rings of blading mounted on a rotating shaft. | CFIHOS-60001245 | ISO 10437:2003 | 2017-02-13 23:00 | 2021-10-12 16:02 |  | V1.2 | STANDARD
driver type | turbo expander | An expander where the fluid is gas. | CFIHOS-60001302 |  | 2017-02-13 23:00 | 2021-10-12 16:02 |  | V1.2 | STANDARD
driver type | wind turbine |  | CFIHOS-60001372 |  | 2017-02-13 23:00 | 2021-10-12 16:02 |  | FR69 | STANDARD
electric generator cooling method | IC 5A1A1 |  | CFIHOS-60000612 |  | 2017-02-13 23:00 | 2021-10-12 16:02 |  | FR69 | STANDARD
fluid | Hydrocarbons + benzene or butadiene |  | CFIHOS-60000572 |  | 2017-02-13 23:00 | 2021-10-12 16:02 |  | V1.2 | STANDARD
fluid | Hydrocarbons + hydrogen with H2S |  | CFIHOS-60000573 |  | 2017-02-13 23:00 | 2021-10-12 16:02 |  | V1.2 | STANDARD
fluid | Hydrocarbons + hydrogen with or without wet H2S; > 1% benzene |  | CFIHOS-60000574 |  | 2017-02-13 23:00 | 2021-10-12 16:02 |  | V1.2 | STANDARD
fluid | Hydrocarbons corrosive |  | CFIHOS-60000575 |  | 2017-02-13 23:00 | 2021-10-12 16:02 |  | V1.2 | STANDARD
fluid | Hydrocarbons liquids |  | CFIHOS-60000576 |  | 2017-02-13 23:00 | 2021-10-12 16:02 |  | V1.2 | STANDARD
fluid | Hydrocarbons liquids, sour |  | CFIHOS-60000577 |  | 2017-02-13 23:00 | 2021-10-12 16:02 |  | V1.2 | STANDARD
fluid | Hydrocarbons non corrosive |  | CFIHOS-60000578 |  | 2017-02-13 23:00 | 2021-10-12 16:02 |  | V1.2 | STANDARD
fluid | Hydrocarbons non corrosive, not corrosion inhibited |  | CFIHOS-60000579 |  | 2017-02-13 23:00 | 2021-10-12 16:02 |  | V1.2 | STANDARD
fluid | Hydrocarbons non sour, non corrosive |  | CFIHOS-60000580 |  | 2017-02-13 23:00 | 2021-10-12 16:02 |  | V1.2 | STANDARD
fluid | Hydrocarbons sour |  | CFIHOS-60000581 |  | 2017-02-13 23:00 | 2021-10-12 16:02 |  | V1.2 | STANDARD
fluid | Hydrocarbons sour, corrosive |  | CFIHOS-60000582 |  | 2017-02-13 23:00 | 2021-10-12 16:02 |  | V1.2 | STANDARD
fluid | Hydrocarbons sweet |  | CFIHOS-60000583 |  | 2017-02-13 23:00 | 2021-10-12 16:02 |  | V1.2 | STANDARD
fluid | Hydrocarbons wet; with H2 |  | CFIHOS-60000584 |  | 2017-02-13 23:00 | 2021-10-12 16:02 |  | V1.2 | STANDARD
fluid | Hydrocarbons with H2 |  | CFIHOS-60000585 |  | 2017-02-13 23:00 | 2021-10-12 16:02 |  | V1.2 | STANDARD
fluid | Hydrocarbons with sulfur and/or naphthenic acids |  | CFIHOS-60000586 |  | 2017-02-13 23:00 | 2021-10-12 16:02 |  | V1.2 | STANDARD
fluid | Hydrocarbons with wet H2S |  | CFIHOS-60000587 |  | 2017-02-13 23:00 | 2021-10-12 16:02 |  | V1.2 | STANDARD
fluid | Hydrocarbons without wet H2S |  | CFIHOS-60000588 |  | 2017-02-13 23:00 | 2021-10-12 16:02 |  | V1.2 | STANDARD
fluid | Hydrocarbons, mildly abrasive particles loaded sour |  | CFIHOS-60000589 |  | 2017-02-13 23:00 | 2021-10-12 16:02 |  | V1.2 | STANDARD
fluid | Hydrocarbons, mildly abrasive particles loaded sour, corrosive |  | CFIHOS-60000590 |  | 2017-02-13 23:00 | 2021-10-12 16:02 |  | V1.2 | STANDARD
fluid | Hydrochloric acid (Hydrogen chloride) anhydrous |  | CFIHOS-60000591 |  | 2017-02-13 23:00 | 2021-10-12 16:02 |  | V1.2 | STANDARD
fluid | Hydrochloric acid (Hydrogen chloride) anhydrous; concentration < 20% |  | CFIHOS-60000592 |  | 2018-04-06 16:44 | 2021-10-12 16:02 |  | CR0003 | STANDARD
electric generator cooling method | IC 6A1A1 |  | CFIHOS-60000613 |  | 2017-02-13 23:00 | 2021-10-12 16:02 |  | FR69 | STANDARD
electric generator cooling method | IC 6A1A6 |  | CFIHOS-60000615 |  | 2017-02-13 23:00 | 2021-10-12 16:02 |  | FR69 | STANDARD
electric generator cooling method | IC 8A1W7 |  | CFIHOS-60000617 |  | 2017-02-13 23:00 | 2021-10-12 16:02 |  | FR69 | STANDARD
electric motor bearing lubrication | grease | A compound which is a sticky emulsion made of soap, clay, mineral oil or synthetic substances for the purpose of serving as a lubricant. | CFIHOS-60000556 |  | 2017-02-13 23:00 | 2021-10-12 16:02 |  | V1.2 | STANDARD
electric motor bearing lubrication | oil | An aggregate consisting of hydrocarbons and possibly other aggregates. | CFIHOS-60000884 |  | 2017-02-13 23:00 | 2021-10-12 16:02 |  | V1.2 | STANDARD
electric motor cooling method | IC 4A1A1 |  | CFIHOS-60000611 |  | 2017-02-13 23:00 | 2021-10-12 16:02 |  | FR69 | STANDARD
electric motor cooling method | IC 6A1A1 |  | CFIHOS-60000614 |  | 2017-02-13 23:00 | 2021-10-12 16:02 |  | FR69 | STANDARD
electric motor cooling method | IC 6A1A6 |  | CFIHOS-60000616 |  | 2017-02-13 23:00 | 2021-10-12 16:02 |  | FR69 | STANDARD
electric motor cooling method | IC 8A1W7 |  | CFIHOS-60000618 |  | 2017-02-13 23:00 | 2021-10-12 16:02 |  | FR69 | STANDARD
electrical insulation class | A (105 DegC) |  | CFIHOS-60000090 | IEC 60034-1:2017 | 2017-02-13 23:00 | 2021-10-12 16:02 |  | FR69 | STANDARD
electrical insulation class | B (130 DegC) |  | CFIHOS-60000213 | IEC 60034-1:2017 | 2017-02-13 23:00 | 2021-10-12 16:02 |  | FR69 | STANDARD
electrical insulation class | E (120 DegC) |  | CFIHOS-60000402 | IEC 60034-1:2017 | 2017-02-13 23:00 | 2021-10-12 16:02 |  | FR69 | STANDARD
electrical insulation class | F (155 DegC) |  | CFIHOS-60000497 | IEC 60034-1:2017 | 2017-02-13 23:00 | 2021-10-12 16:02 |  | FR69 | STANDARD
electrical insulation class | H (180 DegC) |  | CFIHOS-60000561 | IEC 60034-1:2017 | 2017-02-13 23:00 | 2021-10-12 16:02 |  | FR69 | STANDARD
electrical plug type | Domestic |  | CFIHOS-60000382 |  | 2017-02-13 23:00 | 2021-10-12 16:02 |  | FR69 | STANDARD
electrical plug type | Industrial |  | CFIHOS-60000640 |  | 2017-02-13 23:00 | 2021-10-12 16:02 |  | FR69 | STANDARD
electrical transformer type | dry |  | CFIHOS-60000388 |  | 2017-02-13 23:00 | 2021-10-12 16:02 |  | FR69 | STANDARD
electrical transformer type | oil filled |  | CFIHOS-60000887 |  | 2017-02-13 23:00 | 2021-10-12 16:02 |  | FR69 | STANDARD
end connections | butt weld |  | CFIHOS-60000249 |  | 2017-02-13 23:00 | 2021-10-12 16:02 |  | FR69 | STANDARD
end connections | flanged | A pipe end that has the shape of a circular plate with holes to make a bolted connection. | CFIHOS-60000504 |  | 2017-02-13 23:00 | 2021-10-12 16:02 |  | FR69 | STANDARD
end connections | lap flange | A pipe flange that is intended to be used with stub ends. | CFIHOS-60000751 |  | 2017-02-13 23:00 | 2021-10-12 16:02 |  | V1.2 | STANDARD
engineering status code | AFC | Approved for Construction | CFIHOS-60001414 |  | 2017-02-13 23:00 | 2021-10-12 16:02 |  | FR69 | STANDARD
engineering status code | AFD | Approved for Detail Design | CFIHOS-60001416 |  | 2017-02-13 23:00 | 2021-10-12 16:02 |  | FR69 | STANDARD
engineering status code | ASB | As Built | CFIHOS-60001418 |  | 2017-02-13 23:00 | 2021-10-12 16:02 |  | V1.2 | STANDARD
entrainment | liquids |  | CFIHOS-60000774 |  | 2017-02-13 23:00 | 2021-10-12 16:02 |  | FR69 | STANDARD
entrainment | no |  | CFIHOS-60000860 |  | 2017-02-13 23:00 | 2021-10-12 16:02 |  | FR69 | STANDARD
entrainment | solids |  | CFIHOS-60001226 |  | 2017-02-13 23:00 | 2021-10-12 16:02 |  | FR69 | STANDARD
event type | D | Delivery | CFIHOS-60002252 |  | 2021-10-05 06:11 | 2021-10-12 16:02 |  | FR14 | STANDARD
event type | F | Fabrication | CFIHOS-60002255 |  | 2021-10-05 06:11 | 2021-10-12 16:02 |  | FR14 | STANDARD
event type | I | Inspection | CFIHOS-60002253 |  | 2021-10-05 06:11 | 2021-10-12 16:02 |  | FR14 | STANDARD
event type | O | Order | CFIHOS-60002251 |  | 2021-10-05 06:11 | 2021-10-12 16:02 |  | FR14 | STANDARD
event type | T | Test | CFIHOS-60002254 |  | 2021-10-05 06:11 | 2021-10-12 16:02 |  | FR14 | STANDARD
expansion joint type | angular |  | CFIHOS-60000201 | ISO 15348:2002 | 2017-02-13 23:00 | 2021-10-12 16:02 |  | FR69 | STANDARD
expansion joint type | axial |  | CFIHOS-60000212 | ISO 15348:2002 | 2017-02-13 23:00 | 2021-10-12 16:02 |  | FR69 | STANDARD
expansion joint type | lateral |  | CFIHOS-60000753 | ISO 15348:2002 | 2017-02-13 23:00 | 2021-10-12 16:02 |  | FR69 | STANDARD
expansion joint type | universal |  | CFIHOS-60001312 | ISO 15348:2002 | 2017-02-13 23:00 | 2021-10-12 16:02 |  | FR69 | STANDARD
explosion protection concept | EEX em[ib] |  | CFIHOS-60000418 | EN 60079-0:2018 | 2017-02-13 23:00 | 2021-10-12 16:02 |  | FR69 | STANDARD
explosion protection concept | EEx d |  | CFIHOS-60000404 | EN 60079-0:2018 | 2017-02-13 23:00 | 2021-10-12 16:02 |  | V1.2 | STANDARD
explosion protection concept | EEx d[ia] |  | CFIHOS-60000405 | EN 60079-0:2018 | 2017-02-13 23:00 | 2021-10-12 16:02 |  | V1.2 | STANDARD
explosion protection concept | EEx d[ib] |  | CFIHOS-60000406 | EN 60079-0:2018 | 2017-02-13 23:00 | 2021-10-12 16:02 |  | V1.2 | STANDARD
explosion protection concept | EEx de |  | CFIHOS-60000407 | EN 60079-0:2018 | 2017-02-13 23:00 | 2021-10-12 16:02 |  | V1.2 | STANDARD
explosion protection concept | EEx de[ia] |  | CFIHOS-60000408 | EN 60079-0:2018 | 2017-02-13 23:00 | 2021-10-12 16:02 |  | FR69 | STANDARD
explosion protection concept | EEx de[ib] |  | CFIHOS-60000409 | EN 60079-0:2018 | 2017-02-13 23:00 | 2021-10-12 16:02 |  | FR69 | STANDARD
explosion protection concept | EEx dem |  | CFIHOS-60000410 | EN 60079-0:2018 | 2017-02-13 23:00 | 2021-10-12 16:02 |  | FR69 | STANDARD
explosion protection concept | EEx e |  | CFIHOS-60000411 | EN 60079-0:2018 | 2017-02-13 23:00 | 2021-10-12 16:02 |  | V1.2 | STANDARD
explosion protection concept | EEx e[ia] |  | CFIHOS-60000412 | EN 60079-0:2018 | 2017-02-13 23:00 | 2021-10-12 16:02 |  | FR69 | STANDARD
explosion protection concept | EEx e[ib] |  | CFIHOS-60000413 | EN 60079-0:2018 | 2017-02-13 23:00 | 2021-10-12 16:02 |  | FR69 | STANDARD
explosion protection concept | EEx ed |  | CFIHOS-60000414 | EN 60079-0:2018 | 2017-02-13 23:00 | 2021-10-12 16:02 |  | V1.2 | STANDARD
explosion protection concept | EEx edm |  | CFIHOS-60000415 | EN 60079-0:2018 | 2017-02-13 23:00 | 2021-10-12 16:02 |  | V1.2 | STANDARD
explosion protection concept | EEx edqib |  | CFIHOS-60000416 | EN 60079-0:2018 | 2017-02-13 23:00 | 2021-10-12 16:02 |  | V1.2 | STANDARD
explosion protection concept | EEx em |  | CFIHOS-60000417 | EN 60079-0:2018 | 2017-02-13 23:00 | 2021-10-12 16:02 |  | FR69 | STANDARD
explosion protection concept | EEx emd |  | CFIHOS-60000419 | EN 60079-0:2018 | 2017-02-13 23:00 | 2021-10-12 16:02 |  | V1.2 | STANDARD
explosion protection concept | EEx en |  | CFIHOS-60000420 | EN 60079-0:2018 | 2017-02-13 23:00 | 2021-10-12 16:02 |  | FR69 | STANDARD
explosion protection concept | EEx eq[ib] |  | CFIHOS-60000421 | EN 60079-0:2018 | 2017-02-13 23:00 | 2021-10-12 16:02 |  | FR69 | STANDARD
explosion protection concept | EEx es |  | CFIHOS-60000422 | EN 60079-0:2018 | 2017-02-13 23:00 | 2021-10-12 16:02 |  | V1.2 | STANDARD
explosion protection concept | EEx ia |  | CFIHOS-60000423 | EN 60079-0:2018 | 2017-02-13 23:00 | 2021-10-12 16:02 |  | V1.2 | STANDARD
explosion protection concept | EEx ib |  | CFIHOS-60000424 | EN 60079-0:2018 | 2017-02-13 23:00 | 2021-10-12 16:02 |  | V1.2 | STANDARD
explosion protection concept | EEx m |  | CFIHOS-60000425 | EN 60079-0:2018 | 2017-02-13 23:00 | 2021-10-12 16:02 |  | FR69 | STANDARD
explosion protection concept | EEx me |  | CFIHOS-60000426 | EN 60079-0:2018 | 2017-02-13 23:00 | 2021-10-12 16:02 |  | V1.2 | STANDARD
explosion protection concept | EEx n |  | CFIHOS-60000427 | EN 60079-0:2018 | 2017-02-13 23:00 | 2021-10-12 16:02 |  | V1.2 | STANDARD
explosion protection concept | EEx nA |  | CFIHOS-60000428 | EN 60079-0:2018 | 2017-02-13 23:00 | 2021-10-12 16:02 |  | FR69 | STANDARD
explosion protection concept | EEx nL |  | CFIHOS-60000429 | EN 60079-0:2018 | 2017-02-13 23:00 | 2021-10-12 16:02 |  | FR69 | STANDARD
explosion protection concept | EEx o |  | CFIHOS-60000430 | EN 60079-0:2018 | 2017-02-13 23:00 | 2021-10-12 16:02 |  | FR69 | STANDARD
explosion protection concept | EEx p |  | CFIHOS-60000431 | EN 60079-0:2018 | 2017-02-13 23:00 | 2021-10-12 16:02 |  | FR69 | STANDARD
explosion protection concept | EEx s |  | CFIHOS-60000432 | EN 60079-0:2018 | 2017-02-13 23:00 | 2021-10-12 16:02 |  | V1.2 | STANDARD
explosion protection concept | Ex (d) |  | CFIHOS-60000469 | EN 60079-0:2018 | 2017-02-13 23:00 | 2021-10-12 16:02 |  | V1.2 | STANDARD
explosion protection concept | Ex (dem) |  | CFIHOS-60000470 | EN 60079-0:2018 | 2017-02-13 23:00 | 2021-10-12 16:02 |  | V1.2 | STANDARD
explosion protection concept | Ex (ds) |  | CFIHOS-60000471 | EN 60079-0:2018 | 2017-02-13 23:00 | 2021-10-12 16:02 |  | FR69 | STANDARD
explosion protection concept | Ex (e) |  | CFIHOS-60000472 | EN 60079-0:2018 | 2017-02-13 23:00 | 2021-10-12 16:02 |  | V1.2 | STANDARD
explosion protection concept | Ex (edms) |  | CFIHOS-60000473 | EN 60079-0:2018 | 2017-02-13 23:00 | 2021-10-12 16:02 |  | V1.2 | STANDARD
explosion protection concept | Ex (ia) |  | CFIHOS-60000474 | EN 60079-0:2018 | 2017-02-13 23:00 | 2021-10-12 16:02 |  | V1.2 | STANDARD
explosion protection concept | Ex (ib) |  | CFIHOS-60000475 | EN 60079-0:2018 | 2017-02-13 23:00 | 2021-10-12 16:02 |  | V1.2 | STANDARD
explosion protection concept | Ex (n) |  | CFIHOS-60000476 | EN 60079-0:2018 | 2017-02-13 23:00 | 2021-10-12 16:02 |  | V1.2 | STANDARD
explosion protection concept | Ex (s) |  | CFIHOS-60000477 | EN 60079-0:2018 | 2017-02-13 23:00 | 2021-10-12 16:02 |  | V1.2 | STANDARD
explosion protection concept | Ex (sd) |  | CFIHOS-60000478 | EN 60079-0:2018 | 2017-02-13 23:00 | 2021-10-12 16:02 |  | V1.2 | STANDARD
explosion protection concept | Ex (se) |  | CFIHOS-60000479 | EN 60079-0:2018 | 2017-02-13 23:00 | 2021-10-12 16:02 |  | V1.2 | STANDARD
explosion protection concept | Ex (sed) |  | CFIHOS-60000480 | EN 60079-0:2018 | 2017-02-13 23:00 | 2021-10-12 16:02 |  | V1.2 | STANDARD
explosion protection concept | Ex d |  | CFIHOS-60000481 | EN 60079-0:2018 | 2017-02-13 23:00 | 2021-10-12 16:02 |  | FR69 | STANDARD
explosion protection concept | Ex de |  | CFIHOS-60000482 | EN 60079-0:2018 | 2017-02-13 23:00 | 2021-10-12 16:02 |  | FR69 | STANDARD
explosion protection concept | Ex dems |  | CFIHOS-60000483 | EN 60079-0:2018 | 2017-02-13 23:00 | 2021-10-12 16:02 |  | FR69 | STANDARD
explosion protection concept | Ex des |  | CFIHOS-60000484 | EN 60079-0:2018 | 2017-02-13 23:00 | 2021-10-12 16:02 |  | FR69 | STANDARD
explosion protection concept | Ex e |  | CFIHOS-60000485 | EN 60079-0:2018 | 2017-02-13 23:00 | 2021-10-12 16:02 |  | FR69 | STANDARD
explosion protection concept | Ex ed |  | CFIHOS-60000486 | EN 60079-0:2018 | 2017-02-13 23:00 | 2021-10-12 16:02 |  | V1.2 | STANDARD
explosion protection concept | Ex edmsib |  | CFIHOS-60000487 | EN 60079-0:2018 | 2017-02-13 23:00 | 2021-10-12 16:02 |  | FR69 | STANDARD
explosion protection concept | Ex eds |  | CFIHOS-60000488 | EN 60079-0:2018 | 2017-02-13 23:00 | 2021-10-12 16:02 |  | V1.2 | STANDARD
explosion protection concept | Ex es |  | CFIHOS-60000489 | EN 60079-0:2018 | 2017-02-13 23:00 | 2021-10-12 16:02 |  | FR69 | STANDARD
explosion protection concept | Ex ia |  | CFIHOS-60000490 | EN 60079-0:2018 | 2017-02-13 23:00 | 2021-10-12 16:02 |  | FR69 | STANDARD
explosion protection concept | Ex ib |  | CFIHOS-60000491 | EN 60079-0:2018 | 2017-02-13 23:00 | 2021-10-12 16:02 |  | FR69 | STANDARD
explosion protection concept | Ex n |  | CFIHOS-60000492 | EN 60079-0:2018 | 2017-02-13 23:00 | 2021-10-12 16:02 |  | FR69 | STANDARD
explosion protection concept | Ex s |  | CFIHOS-60000493 | EN 60079-0:2018 | 2017-02-13 23:00 | 2021-10-12 16:02 |  | FR69 | STANDARD
explosion protection concept | Ex sedm |  | CFIHOS-60000494 | EN 60079-0:2018 | 2017-02-13 23:00 | 2021-10-12 16:02 |  | V1.2 | STANDARD
explosion protection examination certificate number | BAS 00ATEX1033X |  | CFIHOS-60000218 | DIRECTIVE 94/9/EC:1994 | 2017-02-13 23:00 | 2021-10-12 16:02 |  | V1.2 | STANDARD
explosion protection examination certificate number | BAS 01ATEX1062X |  | CFIHOS-60000219 | DIRECTIVE 94/9/EC:1994 | 2017-02-13 23:00 | 2021-10-12 16:02 |  | V1.2 | STANDARD
explosion protection examination certificate number | BAS 02ATEX0018X |  | CFIHOS-60000220 | DIRECTIVE 94/9/EC:1994 | 2017-02-13 23:00 | 2021-10-12 16:02 |  | V1.2 | STANDARD
explosion protection examination certificate number | BAS 03ATEX 0222 |  | CFIHOS-60000221 | DIRECTIVE 94/9/EC:1994 | 2017-02-13 23:00 | 2021-10-12 16:02 |  | V1.2 | STANDARD
explosion protection examination certificate number | BAS 04ATEX0043 |  | CFIHOS-60000222 | DIRECTIVE 94/9/EC:1994 | 2017-02-13 23:00 | 2021-10-12 16:02 |  | V1.2 | STANDARD
explosion protection examination certificate number | BAS 97ATEX1089X | A certificate d by BASEEFA stating that Rosemount 3051CG-5-A-2-2-A-1-K-B4-I1-L4-M6-Q4 pressure transmitters conforms to the EX requirements. | CFIHOS-60000223 | DIRECTIVE 94/9/EC:1994 | 2017-02-13 23:00 | 2021-10-12 16:02 |  | V1.2 | STANDARD
explosion protection examination certificate number | BAS 98ATEX2380X |  | CFIHOS-60000224 | DIRECTIVE 94/9/EC:1994 | 2017-02-13 23:00 | 2021-10-12 16:02 |  | V1.2 | STANDARD
explosion protection examination certificate number | BAS Ex89C2238X |  | CFIHOS-60000225 | DIRECTIVE 94/9/EC:1994 | 2017-02-13 23:00 | 2021-10-12 16:02 |  | V1.2 | STANDARD
explosion protection examination certificate number | BAS Ex95C2227X |  | CFIHOS-60000226 | DIRECTIVE 94/9/EC:1994 | 2017-02-13 23:00 | 2021-10-12 16:02 |  | V1.2 | STANDARD
explosion protection examination certificate number | CESI 01ATEX023 |  | CFIHOS-60000284 | DIRECTIVE 94/9/EC:1994 | 2017-02-13 23:00 | 2021-10-12 16:02 |  | V1.2 | STANDARD
explosion protection examination certificate number | CESI 02 ATEX097 |  | CFIHOS-60000285 | DIRECTIVE 94/9/EC:1994 | 2017-02-13 23:00 | 2021-10-12 16:02 |  | V1.2 | STANDARD
explosion protection examination certificate number | CESI 03ATEX227Q |  | CFIHOS-60000286 | DIRECTIVE 94/9/EC:1994 | 2017-02-13 23:00 | 2021-10-12 16:02 |  | V1.2 | STANDARD
explosion protection examination certificate number | DEMKO 01ATEX130204 |  | CFIHOS-60000369 | DIRECTIVE 94/9/EC:1994 | 2017-02-13 23:00 | 2021-10-12 16:02 |  | V1.2 | STANDARD
explosion protection examination certificate number | DEMKO 02ATEX131322X |  | CFIHOS-60000370 | DIRECTIVE 94/9/EC:1994 | 2017-02-13 23:00 | 2021-10-12 16:02 |  | V1.2 | STANDARD
explosion protection examination certificate number | DEMKO 03ATEX0305048 |  | CFIHOS-60000371 | DIRECTIVE 94/9/EC:1994 | 2017-02-13 23:00 | 2021-10-12 16:02 |  | V1.2 | STANDARD
explosion protection examination certificate number | DEMKO 04ATEX135127X |  | CFIHOS-60000372 | DIRECTIVE 94/9/EC:1994 | 2017-02-13 23:00 | 2021-10-12 16:02 |  | V1.2 | STANDARD
explosion protection examination certificate number | KEMA 00ATEX1243X |  | CFIHOS-60000731 | DIRECTIVE 94/9/EC:1994 | 2017-02-13 23:00 | 2021-10-12 16:02 |  | V1.2 | STANDARD
explosion protection examination certificate number | KEMA 01ATEX1033X |  | CFIHOS-60000732 | DIRECTIVE 94/9/EC:1994 | 2017-02-13 23:00 | 2021-10-12 16:02 |  | V1.2 | STANDARD
explosion protection examination certificate number | KEMA 02ATEX1030X |  | CFIHOS-60000733 | DIRECTIVE 94/9/EC:1994 | 2017-02-13 23:00 | 2021-10-12 16:02 |  | V1.2 | STANDARD
explosion protection examination certificate number | KEMA 03ATEX1136X |  | CFIHOS-60000734 | DIRECTIVE 94/9/EC:1994 | 2017-02-13 23:00 | 2021-10-12 16:02 |  | V1.2 | STANDARD
explosion protection examination certificate number | KEMA 04ATEX2128 |  | CFIHOS-60000735 | DIRECTIVE 94/9/EC:1994 | 2017-02-13 23:00 | 2021-10-12 16:02 |  | V1.2 | STANDARD
explosion protection examination certificate number | KEMA 98ATEX4452X |  | CFIHOS-60000736 | DIRECTIVE 94/9/EC:1994 | 2017-02-13 23:00 | 2021-10-12 16:02 |  | V1.2 | STANDARD
explosion protection examination certificate number | KEMA 99ATEX6312 |  | CFIHOS-60000737 | DIRECTIVE 94/9/EC:1994 | 2017-02-13 23:00 | 2021-10-12 16:02 |  | V1.2 | STANDARD
explosion protection examination certificate number | LCIE 00ATEX6007 |  | CFIHOS-60000754 | DIRECTIVE 94/9/EC:1994 | 2017-02-13 23:00 | 2021-10-12 16:02 |  | V1.2 | STANDARD
explosion protection examination certificate number | LCIE 01ATEX 6056X |  | CFIHOS-60000755 | DIRECTIVE 94/9/EC:1994 | 2017-02-13 23:00 | 2021-10-12 16:02 |  | V1.2 | STANDARD
explosion protection examination certificate number | LCIE 02 ATEX6040X |  | CFIHOS-60000756 | DIRECTIVE 94/9/EC:1994 | 2017-02-13 23:00 | 2021-10-12 16:02 |  | V1.2 | STANDARD
explosion protection examination certificate number | LCIE 03ATEX6004X |  | CFIHOS-60000757 | DIRECTIVE 94/9/EC:1994 | 2017-02-13 23:00 | 2021-10-12 16:02 |  | V1.2 | STANDARD
explosion protection examination certificate number | LCIE 91.C6144X |  | CFIHOS-60000758 | DIRECTIVE 94/9/EC:1994 | 2017-02-13 23:00 | 2021-10-12 16:02 |  | V1.2 | STANDARD
explosion protection examination certificate number | LCIE 94.C6135X |  | CFIHOS-60000759 | DIRECTIVE 94/9/EC:1994 | 2017-02-13 23:00 | 2021-10-12 16:02 |  | V1.2 | STANDARD
explosion protection examination certificate number | LCIE 98ATEX6016 |  | CFIHOS-60000760 | DIRECTIVE 94/9/EC:1994 | 2017-02-13 23:00 | 2021-10-12 16:02 |  | V1.2 | STANDARD
explosion protection examination certificate number | LCIE 99ATEX6011X |  | CFIHOS-60000761 | DIRECTIVE 94/9/EC:1994 | 2017-02-13 23:00 | 2021-10-12 16:02 |  | V1.2 | STANDARD
explosion protection examination certificate number | NEMKO 01ATEX097 |  | CFIHOS-60000841 | DIRECTIVE 94/9/EC:1994 | 2017-02-13 23:00 | 2021-10-12 16:02 |  | V1.2 | STANDARD
explosion protection examination certificate number | NEMKO 02ATEX 336 |  | CFIHOS-60000842 | DIRECTIVE 94/9/EC:1994 | 2017-02-13 23:00 | 2021-10-12 16:02 |  | V1.2 | STANDARD
explosion protection examination certificate number | NEMKO 03ATEX1317 |  | CFIHOS-60000843 | DIRECTIVE 94/9/EC:1994 | 2017-02-13 23:00 | 2021-10-12 16:02 |  | V1.2 | STANDARD
explosion protection examination certificate number | NEMKO 04ATEX1338 |  | CFIHOS-60000844 | DIRECTIVE 94/9/EC:1994 | 2017-02-13 23:00 | 2021-10-12 16:02 |  | V1.2 | STANDARD
fluid | Chemicals corrosion inhibitor |  | CFIHOS-60000293 |  | 2017-02-13 23:00 | 2021-10-12 16:02 |  | V1.2 | STANDARD
fluid | Chemicals general |  | CFIHOS-60000295 |  | 2017-02-13 23:00 | 2021-10-12 16:02 |  | V1.2 | STANDARD
fluid | Coolant 60% H2O + 40% Methanol |  | CFIHOS-60000328 |  | 2017-02-13 23:00 | 2021-10-12 16:02 |  | V1.2 | STANDARD
fluid | DEG (diethylene glycol) | C4H10O3 | CFIHOS-60000366 |  | 2017-02-13 23:00 | 2021-10-12 16:02 |  | V1.2 | STANDARD
fluid | Diesel fuel | A mineral oil that is a specific fractional distillate of fuel oil (mostly petroleum) that is used as fuel in a diesel engine invented by German engineer Rudolf Diesel. | CFIHOS-60000377 |  | 2017-02-13 23:00 | 2021-10-12 16:02 |  | V1.2 | STANDARD
fluid | Drilling fluid | A sealing material that is suitable to facilitate drilling. This includes fluids that contain significant amounts of suspended solids, emulsified water or oil. Drilling fluid is generally synonymous with mud. | CFIHOS-60000387 |  | 2017-02-13 23:00 | 2021-10-12 16:02 |  | V1.2 | STANDARD
fluid | Ethane | C2H6. | CFIHOS-60000466 |  | 2017-02-13 23:00 | 2021-10-12 16:02 |  | V1.2 | STANDARD
fluid | Ethanol anhydrous |  | CFIHOS-60000467 |  | 2017-02-13 23:00 | 2021-10-12 16:02 |  | V1.2 | STANDARD
fluid | Ethylene (Ethene) | C2H4. | CFIHOS-60000468 |  | 2017-02-13 23:00 | 2021-10-12 16:02 |  | V1.2 | STANDARD
fluid | Flare gas |  | CFIHOS-60000505 |  | 2017-02-13 23:00 | 2021-10-12 16:02 |  | V1.2 | STANDARD
fluid | Flash gas |  | CFIHOS-60000506 |  | 2017-02-13 23:00 | 2021-10-12 16:02 |  | V1.2 | STANDARD
fluid | Flue gas |  | CFIHOS-60000510 |  | 2017-02-13 23:00 | 2021-10-12 16:02 |  | V1.2 | STANDARD
fluid | Freon |  | CFIHOS-60000521 |  | 2017-02-13 23:00 | 2021-10-12 16:02 |  | V1.2 | STANDARD
fluid | Fuel gas sour |  | CFIHOS-60000530 |  | 2017-02-13 23:00 | 2021-10-12 16:02 |  | V1.2 | STANDARD
fluid | Fuel gas sweet |  | CFIHOS-60000531 |  | 2017-02-13 23:00 | 2021-10-12 16:02 |  | V1.2 | STANDARD
fluid | Gas condensate |  | CFIHOS-60000538 |  | 2017-02-13 23:00 | 2021-10-12 16:02 |  | V1.2 | STANDARD
fluid | Gas condensate sour |  | CFIHOS-60000539 |  | 2017-02-13 23:00 | 2021-10-12 16:02 |  | V1.2 | STANDARD
fluid | Gas condensate stabilized |  | CFIHOS-60000540 |  | 2017-02-13 23:00 | 2021-10-12 16:02 |  | V1.2 | STANDARD
fluid | Heat Medium |  | CFIHOS-60000564 |  | 2017-02-13 23:00 | 2021-10-12 16:02 |  | V1.2 | STANDARD
fluid | Heat transfer fluid | A fluid which is suitable to transfer heat at a relative high rate. | CFIHOS-60000565 |  | 2017-02-13 23:00 | 2021-10-12 16:02 |  | V1.2 | STANDARD
fluid | Hydrochloric acid (Hydrogen chloride) gas, dry |  | CFIHOS-60000593 |  | 2017-02-13 23:00 | 2021-10-12 16:02 |  | V1.2 | STANDARD
fluid | Hydrochloric acid (Hydrogen chloride) gas, wet |  | CFIHOS-60000594 |  | 2017-02-13 23:00 | 2021-10-12 16:02 |  | V1.2 | STANDARD
fluid | Hydrogen | A periodic system element with 1 proton in its nucleus | CFIHOS-60000595 |  | 2017-02-13 23:00 | 2021-10-12 16:02 |  | V1.2 | STANDARD
fluid | Hydrogen sulphide gas, dry |  | CFIHOS-60000596 |  | 2017-02-13 23:00 | 2021-10-12 16:02 |  | V1.2 | STANDARD
fluid | Hydrogen with H2S |  | CFIHOS-60000597 |  | 2017-02-13 23:00 | 2021-10-12 16:02 |  | V1.2 | STANDARD
fluid | Hydrogen with or without wet H2S |  | CFIHOS-60000598 |  | 2017-02-13 23:00 | 2021-10-12 16:02 |  | V1.2 | STANDARD
fluid | Injection water sour; treated 0.1 mg/kg max. O2 |  | CFIHOS-60000646 |  | 2017-02-13 23:00 | 2021-10-12 16:02 |  | V1.2 | STANDARD
fluid | Injection water treated, 0.1 mg/kg max. O2 |  | CFIHOS-60000647 |  | 2017-02-13 23:00 | 2021-10-12 16:02 |  | V1.2 | STANDARD
fluid | Isopropyl alcohol | C3H7OH | CFIHOS-60000723 |  | 2017-02-13 23:00 | 2021-10-12 16:02 |  | V1.2 | STANDARD
fluid | MEG (ethylene glycol) | C2H6O2 | CFIHOS-60000796 |  | 2017-02-13 23:00 | 2021-10-12 16:02 |  | V1.2 | STANDARD
fluid | Methane gas | A compound where the main component is methane. | CFIHOS-60000799 |  | 2017-02-13 23:00 | 2021-10-12 16:02 |  | V1.2 | STANDARD
fluid | Methane liquid |  | CFIHOS-60000800 |  | 2017-02-13 23:00 | 2021-10-12 16:02 |  | V1.2 | STANDARD
fluid | Methanol (Methyl alcohol) | CH3OH | CFIHOS-60000801 |  | 2017-02-13 23:00 | 2021-10-12 16:02 |  | V1.2 | STANDARD
fluid | Methanol (Methyl alcohol) > 5% |  | CFIHOS-60000802 |  | 2017-02-13 23:00 | 2021-10-12 16:02 |  | V1.2 | STANDARD
fluid | Multiphase Sour |  | CFIHOS-60000828 |  | 2017-02-13 23:00 | 2021-10-12 16:02 |  | V1.2 | STANDARD
fluid | Multiphase Sweet |  | CFIHOS-60000829 |  | 2017-02-13 23:00 | 2021-10-12 16:02 |  | V1.2 | STANDARD
fluid | Natural Gas Dehydrated, Dry |  | CFIHOS-60000836 |  | 2017-02-13 23:00 | 2021-10-12 16:02 |  | V1.2 | STANDARD
fluid | Natural Gas Sour |  | CFIHOS-60000837 |  | 2017-02-13 23:00 | 2021-10-12 16:02 |  | V1.2 | STANDARD
fluid | Natural Gas Sweet |  | CFIHOS-60000838 |  | 2017-02-13 23:00 | 2021-10-12 16:02 |  | V1.2 | STANDARD
fluid | Nitrogen gas | A gasous compound where the main component is nitrogen. | CFIHOS-60000855 |  | 2017-02-13 23:00 | 2021-10-12 16:02 |  | V1.2 | STANDARD
fluid | Nitrogen liquid |  | CFIHOS-60000856 |  | 2017-02-13 23:00 | 2021-10-12 16:02 |  | V1.2 | STANDARD
fluid | Oil hot |  | CFIHOS-60000888 |  | 2017-02-13 23:00 | 2021-10-12 16:02 |  | V1.2 | STANDARD
fluid | Oil hydraulic |  | CFIHOS-60000889 |  | 2017-02-13 23:00 | 2021-10-12 16:02 |  | V1.2 | STANDARD
fluid | Oil lubricating |  | CFIHOS-60000890 |  | 2017-02-13 23:00 | 2021-10-12 16:02 |  | V1.2 | STANDARD
fluid | Oil waste |  | CFIHOS-60000892 |  | 2017-02-13 23:00 | 2021-10-12 16:02 |  | V1.2 | STANDARD
fluid | Oxygen | A periodic system element with 8 protons in its nucleus | CFIHOS-60000907 |  | 2017-02-13 23:00 | 2021-10-12 16:02 |  | V1.2 | STANDARD
fluid | Pentane | CH3(CH2)3CH3 | CFIHOS-60000938 |  | 2017-02-13 23:00 | 2021-10-12 16:02 |  | V1.2 | STANDARD
fluid | Pentane Plus |  | CFIHOS-60000939 |  | 2017-02-13 23:00 | 2021-10-12 16:02 |  | V1.2 | STANDARD
fluid | Propane LPG |  | CFIHOS-60000991 |  | 2017-02-13 23:00 | 2021-10-12 16:02 |  | V1.2 | STANDARD
fluid | Propane gas |  | CFIHOS-60000990 |  | 2017-02-13 23:00 | 2021-10-12 16:02 |  | V1.2 | STANDARD
fluid | Propene (Propylene) |  | CFIHOS-60000992 |  | 2017-02-13 23:00 | 2021-10-12 16:02 |  | V1.2 | STANDARD
fluid | Propene (Propylene) liquid |  | CFIHOS-60000993 |  | 2017-02-13 23:00 | 2021-10-12 16:02 |  | V1.2 | STANDARD
fluid | Refrigerant | A fluid suitable for use as a working fluid in a 2-phase refrigeration cycle. | CFIHOS-60001042 |  | 2017-02-13 23:00 | 2021-10-12 16:02 |  | V1.2 | STANDARD
fluid | Regen Gas |  | CFIHOS-60001043 |  | 2017-02-13 23:00 | 2021-10-12 16:02 |  | V1.2 | STANDARD
fluid | Regen Gas Hot |  | CFIHOS-60001044 |  | 2017-02-13 23:00 | 2021-10-12 16:02 |  | V1.2 | STANDARD
fluid | Regen Gas Wet |  | CFIHOS-60001045 |  | 2017-02-13 23:00 | 2021-10-12 16:02 |  | V1.2 | STANDARD
fluid | Residue Gas |  | CFIHOS-60001047 |  | 2017-02-13 23:00 | 2021-10-12 16:02 |  | V1.2 | STANDARD
fluid | Seal gas > 1% benzene |  | CFIHOS-60001183 |  | 2017-02-13 23:00 | 2021-10-12 16:02 |  | V1.2 | STANDARD
fluid | Seal oil |  | CFIHOS-60001184 |  | 2017-02-13 23:00 | 2021-10-12 16:02 |  | V1.2 | STANDARD
fluid | Seal oil corrosive |  | CFIHOS-60001185 |  | 2017-02-13 23:00 | 2021-10-12 16:02 |  | V1.2 | STANDARD
fluid | Seal oil sour |  | CFIHOS-60001186 |  | 2017-02-13 23:00 | 2021-10-12 16:02 |  | V1.2 | STANDARD
fluid | Seal oil sour, corrosive |  | CFIHOS-60001187 |  | 2017-02-13 23:00 | 2021-10-12 16:02 |  | V1.2 | STANDARD
fluid | Sodium hydroxide (Caustic soda) >= 2%; area A - with tracing; area B |  | CFIHOS-60001219 |  | 2017-02-13 23:00 | 2021-10-12 16:02 |  | V1.2 | STANDARD
fluid | Sodium hydroxide (Caustic soda) >= 2%; area A - without tracing |  | CFIHOS-60001220 |  | 2017-02-13 23:00 | 2021-10-12 16:02 |  | V1.2 | STANDARD
fluid | Sodium hydroxide (Caustic soda) >= 2%; area C |  | CFIHOS-60001221 |  | 2017-02-13 23:00 | 2021-10-12 16:02 |  | V1.2 | STANDARD
fluid | Sodium hypochlorite > 10% |  | CFIHOS-60001222 |  | 2017-02-13 23:00 | 2021-10-12 16:02 |  | V1.2 | STANDARD
fluid | Sour Gas Dry |  | CFIHOS-60001227 |  | 2017-02-13 23:00 | 2021-10-12 16:02 |  | V1.2 | STANDARD
fluid | Sour Gas Wet |  | CFIHOS-60001228 |  | 2017-02-13 23:00 | 2021-10-12 16:02 |  | V1.2 | STANDARD
fluid | Steam condensate |  | CFIHOS-60001241 |  | 2017-02-13 23:00 | 2021-10-12 16:02 |  | V1.2 | STANDARD
fluid | Steam saturated |  | CFIHOS-60001242 |  | 2017-02-13 23:00 | 2021-10-12 16:02 |  | V1.2 | STANDARD
fluid | Steam saturated, superheated |  | CFIHOS-60001243 |  | 2017-02-13 23:00 | 2021-10-12 16:02 |  | V1.2 | STANDARD
fluid | Steam superheated |  | CFIHOS-60001244 |  | 2017-02-13 23:00 | 2021-10-12 16:02 |  | V1.2 | STANDARD
fluid | Sulfinol hot, lean |  | CFIHOS-60001255 |  | 2017-02-13 23:00 | 2021-10-12 16:02 |  | V1.2 | STANDARD
fluid | Sulfinol lean |  | CFIHOS-60001256 |  | 2017-02-13 23:00 | 2021-10-12 16:02 |  | V1.2 | STANDARD
fluid | Sulfinol reflux |  | CFIHOS-60001257 |  | 2017-02-13 23:00 | 2021-10-12 16:02 |  | V1.2 | STANDARD
fluid | Sulfinol rich |  | CFIHOS-60001258 |  | 2017-02-13 23:00 | 2021-10-12 16:02 |  | V1.2 | STANDARD
fluid | Sulfolane |  | CFIHOS-60001259 |  | 2017-02-13 23:00 | 2021-10-12 16:02 |  | V1.2 | STANDARD
fluid | Sulfur Vapours |  | CFIHOS-60001260 |  | 2017-02-13 23:00 | 2021-10-12 16:02 |  | V1.2 | STANDARD
fluid | Sulphur Gas |  | CFIHOS-60001261 |  | 2017-02-13 23:00 | 2021-10-12 16:02 |  | V1.2 | STANDARD
fluid | Sulphur Liquid |  | CFIHOS-60001262 |  | 2017-02-13 23:00 | 2021-10-12 16:02 |  | V1.2 | STANDARD
fluid | Sulphur trioxide gas, dry |  | CFIHOS-60001263 |  | 2017-02-13 23:00 | 2021-10-12 16:02 |  | V1.2 | STANDARD
fluid | Sulphuric acid all concentrations |  | CFIHOS-60001264 |  | 2017-02-13 23:00 | 2021-10-12 16:02 |  | V1.2 | STANDARD
fluid | TEG (triethylene glycol) | C6H14O3. | CFIHOS-60001286 |  | 2017-02-13 23:00 | 2021-10-12 16:02 |  | V1.2 | STANDARD
fluid | Water oxygenated seawater, produced water, non-sour, corrosive |  | CFIHOS-60001343 |  | 2017-02-13 23:00 | 2021-10-12 16:02 |  | V1.2 | STANDARD
fluid | Water raw |  | CFIHOS-60001344 |  | 2017-02-13 23:00 | 2021-10-12 16:02 |  | V1.2 | STANDARD
fluid | Water sour |  | CFIHOS-60001345 |  | 2017-02-13 23:00 | 2021-10-12 16:02 |  | V1.2 | STANDARD
fluid | Water sour, with high severity HIC |  | CFIHOS-60001346 |  | 2017-02-13 23:00 | 2021-10-12 16:02 |  | V1.2 | STANDARD
fluid | Water sour, with wet H2S |  | CFIHOS-60001347 |  | 2017-02-13 23:00 | 2021-10-12 16:02 |  | V1.2 | STANDARD
fluid | Water treated |  | CFIHOS-60001348 |  | 2017-02-13 23:00 | 2021-10-12 16:02 |  | V1.2 | STANDARD
fluid | Water washdown, brackish-/seawater |  | CFIHOS-60001350 |  | 2017-02-13 23:00 | 2021-10-12 16:02 |  | V1.2 | STANDARD
fluid | Water waste |  | CFIHOS-60001351 |  | 2017-02-13 23:00 | 2021-10-12 16:02 |  | V1.2 | STANDARD
fluid | Water, boiler feed demineralised aerated |  | CFIHOS-60001352 |  | 2017-02-13 23:00 | 2021-10-12 16:02 |  | V1.2 | STANDARD
material | chrominum/molybdenum alloys |  | CFIHOS-60000299 |  | 2017-02-13 23:00 | 2021-10-12 16:02 |  | V1.2 | STANDARD
material | chrominum/molybdenum based steels |  | CFIHOS-60000300 |  | 2017-02-13 23:00 | 2021-10-12 16:02 |  | V1.2 | STANDARD
material | chromium based steels |  | CFIHOS-60000301 |  | 2017-02-13 23:00 | 2021-10-12 16:02 |  | V1.2 | STANDARD
material | copper alloys | A metal alloy in which Copper is the basis (i.e. predominent) element. | CFIHOS-60000329 |  | 2017-02-13 23:00 | 2021-10-12 16:02 |  | V1.2 | STANDARD
material | ductile iron |  | CFIHOS-60000393 |  | 2017-02-13 23:00 | 2021-10-12 16:02 |  | V1.2 | STANDARD
material | duplex stainless steels |  | CFIHOS-60000399 |  | 2017-02-13 23:00 | 2021-10-12 16:02 |  | V1.2 | STANDARD
material | elastomers | Special type/brand of plasic | CFIHOS-60000435 |  | 2017-02-13 23:00 | 2021-10-12 16:02 |  | V1.2 | STANDARD
material | glass reinforced epoxy |  | CFIHOS-60000549 |  | 2017-02-13 23:00 | 2021-10-12 16:02 |  | V1.2 | STANDARD
material | iron | A periodic system element with 26 protons in its nucleus | CFIHOS-60000722 |  | 2017-02-13 23:00 | 2021-10-12 16:02 |  | V1.2 | STANDARD
material | low alloy steel | Low alloy steel | CFIHOS-60000777 |  | 2017-02-13 23:00 | 2021-10-12 16:02 |  | V1.2 | STANDARD
material | manganese molybdenum based steels |  | CFIHOS-60000791 |  | 2017-02-13 23:00 | 2021-10-12 16:02 |  | V1.2 | STANDARD
material | manganese silicon based steels |  | CFIHOS-60000792 |  | 2017-02-13 23:00 | 2021-10-12 16:02 |  | V1.2 | STANDARD
material | martensitic stainless steels |  | CFIHOS-60000793 |  | 2017-02-13 23:00 | 2021-10-12 16:02 |  | V1.2 | STANDARD
material | molybdenum based steels | A metal alloy in which Molybdenum is the basis (i.e. predominent) element. | CFIHOS-60000813 |  | 2017-02-13 23:00 | 2021-10-12 16:02 |  | V1.2 | STANDARD
material | nickel alloys | A metal alloy in which Nickel is the basis (i.e. predominent) element. | CFIHOS-60000845 |  | 2017-02-13 23:00 | 2021-10-12 16:02 |  | V1.2 | STANDARD
material | nickel based steels |  | CFIHOS-60000846 |  | 2017-02-13 23:00 | 2021-10-12 16:02 |  | V1.2 | STANDARD
material | nickel-chromium alloys |  | CFIHOS-60000849 |  | 2017-02-13 23:00 | 2021-10-12 16:02 |  | V1.2 | STANDARD
material | nickel-chromium-molybdenum alloys |  | CFIHOS-60000850 |  | 2017-02-13 23:00 | 2021-10-12 16:02 |  | V1.2 | STANDARD
material | nonmetallic materials |  | CFIHOS-60000875 |  | 2017-02-13 23:00 | 2021-10-12 16:02 |  | V1.2 | STANDARD
material | other stainless steels |  | CFIHOS-60000905 |  | 2017-02-13 23:00 | 2021-10-12 16:02 |  | V1.2 | STANDARD
material | precipitation hardened stainless steels |  | CFIHOS-60000983 |  | 2017-02-13 23:00 | 2021-10-12 16:02 |  | V1.2 | STANDARD
material | super austenitic stainless steels |  | CFIHOS-60001267 |  | 2017-02-13 23:00 | 2021-10-12 16:02 |  | V1.2 | STANDARD
material | super duplex stainless steels |  | CFIHOS-60001268 |  | 2017-02-13 23:00 | 2021-10-12 16:02 |  | V1.2 | STANDARD
material | thermoplastic | Special type of plastic | CFIHOS-60001290 |  | 2017-02-13 23:00 | 2021-10-12 16:02 |  | V1.2 | STANDARD
material | thermoset |  | CFIHOS-60001292 |  | 2017-02-13 23:00 | 2021-10-12 16:02 |  | FR69 | STANDARD
material in galvanic cells | lead-acid |  | CFIHOS-60000763 |  | 2017-02-13 23:00 | 2021-10-12 16:02 |  | FR69 | STANDARD
material in galvanic cells | lithium-ion (Li-ion) |  | CFIHOS-60000775 |  | 2017-02-13 23:00 | 2021-10-12 16:02 |  | FR69 | STANDARD
material in galvanic cells | mercury oxide |  | CFIHOS-60000797 |  | 2017-02-13 23:00 | 2021-10-12 16:02 |  | FR69 | STANDARD
material in galvanic cells | nickel metal hydride (NiMH) |  | CFIHOS-60000847 |  | 2017-02-13 23:00 | 2021-10-12 16:02 |  | FR69 | STANDARD
material in galvanic cells | nickel-cadmium (NiCd) |  | CFIHOS-60000848 |  | 2017-02-13 23:00 | 2021-10-12 16:02 |  | FR69 | STANDARD
material in galvanic cells | nickel-zinc (NiZn) |  | CFIHOS-60000851 |  | 2017-02-13 23:00 | 2021-10-12 16:02 |  | FR69 | STANDARD
material in galvanic cells | silver oxide |  | CFIHOS-60001202 |  | 2017-02-13 23:00 | 2021-10-12 16:02 |  | FR69 | STANDARD
material in galvanic cells | zinc-carbon |  | CFIHOS-60001392 |  | 2017-02-13 23:00 | 2021-10-12 16:02 |  | FR69 | STANDARD
material in galvanic cells | zinc-chloride |  | CFIHOS-60001393 |  | 2017-02-13 23:00 | 2021-10-12 16:02 |  | FR69 | STANDARD
material specification | .5CR-.5MO |  | CFIHOS-60000002 |  | 2017-02-13 23:00 | 2021-10-12 16:02 |  | V1.2 | STANDARD
ingress protection | IP 11 | An IP1x apparatus IEC 60529 and an IPx1 apparatus IEC 60529. | CFIHOS-60000664 | IEC 60529:2013 | 2017-02-13 23:00 | 2021-10-12 16:02 |  | V1.2 | STANDARD
ingress protection | IP 12 | An IP1x apparatus IEC 60529 and an IPx2 apparatus IEC 60529. | CFIHOS-60000665 | IEC 60529:2013 | 2017-02-13 23:00 | 2021-10-12 16:02 |  | V1.2 | STANDARD
ingress protection | IP 13 |  | CFIHOS-60000666 | IEC 60529:2013 | 2017-02-13 23:00 | 2021-10-12 16:02 |  | FR69 | STANDARD
ingress protection | IP 14 |  | CFIHOS-60000667 | IEC 60529:2013 | 2017-02-13 23:00 | 2021-10-12 16:02 |  | FR69 | STANDARD
ingress protection | IP 15 |  | CFIHOS-60000668 | IEC 60529:2013 | 2017-02-13 23:00 | 2021-10-12 16:02 |  | FR69 | STANDARD
ingress protection | IP 16 |  | CFIHOS-60000669 | IEC 60529:2013 | 2017-02-13 23:00 | 2021-10-12 16:02 |  | FR69 | STANDARD
ingress protection | IP 17 |  | CFIHOS-60000670 | IEC 60529:2013 | 2017-02-13 23:00 | 2021-10-12 16:02 |  | FR69 | STANDARD
ingress protection | IP 18 |  | CFIHOS-60000671 | IEC 60529:2013 | 2017-02-13 23:00 | 2021-10-12 16:02 |  | FR69 | STANDARD
ingress protection | IP 19 |  | CFIHOS-60000672 | IEC 60529:2013 | 2017-02-13 23:00 | 2021-10-12 16:02 |  | V1.2 | STANDARD
ingress protection | IP 20 | An IP2x apparatus IEC 60529 and an IPx0 apparatus IEC 60529. | CFIHOS-60000673 | IEC 60529:2013 | 2017-02-13 23:00 | 2021-10-12 16:02 |  | V1.2 | STANDARD
ingress protection | IP 21 | An IP2x apparatus IEC 60529 and an IPx1 apparatus IEC 60529. | CFIHOS-60000674 | IEC 60529:2013 | 2017-02-13 23:00 | 2021-10-12 16:02 |  | V1.2 | STANDARD
ingress protection | IP 22 | An IP2x apparatus IEC 60529 and an IPx2 apparatus IEC 60529. | CFIHOS-60000675 | IEC 60529:2013 | 2017-02-13 23:00 | 2021-10-12 16:02 |  | V1.2 | STANDARD
ingress protection | IP 23 | An IP2x apparatus IEC 60529 and an IPx3 apparatus IEC 60529. | CFIHOS-60000676 | IEC 60529:2013 | 2017-02-13 23:00 | 2021-10-12 16:02 |  | V1.2 | STANDARD
ingress protection | IP 24 | An IP2x apparatus IEC 60529 and an IPx43 apparatus IEC 60529. | CFIHOS-60000677 | IEC 60529:2013 | 2017-02-13 23:00 | 2021-10-12 16:02 |  | V1.2 | STANDARD
ingress protection | IP 25 |  | CFIHOS-60000678 | IEC 60529:2013 | 2017-02-13 23:00 | 2021-10-12 16:02 |  | FR69 | STANDARD
ingress protection | IP 26 |  | CFIHOS-60000679 | IEC 60529:2013 | 2017-02-13 23:00 | 2021-10-12 16:02 |  | FR69 | STANDARD
ingress protection | IP 27 |  | CFIHOS-60000680 | IEC 60529:2013 | 2017-02-13 23:00 | 2021-10-12 16:02 |  | FR69 | STANDARD
ingress protection | IP 28 |  | CFIHOS-60000681 | IEC 60529:2013 | 2017-02-13 23:00 | 2021-10-12 16:02 |  | FR69 | STANDARD
ingress protection | IP 29 |  | CFIHOS-60000682 | IEC 60529:2013 | 2017-02-13 23:00 | 2021-10-12 16:02 |  | V1.2 | STANDARD
ingress protection | IP 30 | An IP3x apparatus IEC 60529 and an IPx0 apparatus IEC 60529. | CFIHOS-60000683 | IEC 60529:2013 | 2017-02-13 23:00 | 2021-10-12 16:02 |  | V1.2 | STANDARD
ingress protection | IP 31 | An IP3x apparatus IEC 60529 and an IPx1 apparatus IEC 60529. | CFIHOS-60000684 | IEC 60529:2013 | 2017-02-13 23:00 | 2021-10-12 16:02 |  | V1.2 | STANDARD
ingress protection | IP 32 | An IP3x apparatus IEC 60529 and an IPx2 apparatus IEC 60529. | CFIHOS-60000685 | IEC 60529:2013 | 2017-02-13 23:00 | 2021-10-12 16:02 |  | V1.2 | STANDARD
ingress protection | IP 33 | An IP3x apparatus IEC 60529 and an IPx3 apparatus IEC 60529. | CFIHOS-60000686 | IEC 60529:2013 | 2017-02-13 23:00 | 2021-10-12 16:02 |  | V1.2 | STANDARD
ingress protection | IP 34 | An IP3x apparatus IEC 60529 and an IPx4 apparatus IEC 60529. | CFIHOS-60000687 | IEC 60529:2013 | 2017-02-13 23:00 | 2021-10-12 16:02 |  | V1.2 | STANDARD
ingress protection | IP 35 |  | CFIHOS-60000688 | IEC 60529:2013 | 2017-02-13 23:00 | 2021-10-12 16:02 |  | FR69 | STANDARD
ingress protection | IP 36 |  | CFIHOS-60000689 | IEC 60529:2013 | 2017-02-13 23:00 | 2021-10-12 16:02 |  | FR69 | STANDARD
ingress protection | IP 37 |  | CFIHOS-60000690 | IEC 60529:2013 | 2017-02-13 23:00 | 2021-10-12 16:02 |  | FR69 | STANDARD
ingress protection | IP 38 |  | CFIHOS-60000691 | IEC 60529:2013 | 2017-02-13 23:00 | 2021-10-12 16:02 |  | FR69 | STANDARD
ingress protection | IP 39 |  | CFIHOS-60000692 | IEC 60529:2013 | 2017-02-13 23:00 | 2021-10-12 16:02 |  | V1.2 | STANDARD
ingress protection | IP 40 | An IP4x apparatus IEC 60529 and an IPx0 apparatus IEC 60529. | CFIHOS-60000693 | IEC 60529:2013 | 2017-02-13 23:00 | 2021-10-12 16:02 |  | V1.2 | STANDARD
ingress protection | IP 41 | An IP4x apparatus IEC 60529 and an IPx1 apparatus IEC 60529. | CFIHOS-60000694 | IEC 60529:2013 | 2017-02-13 23:00 | 2021-10-12 16:02 |  | V1.2 | STANDARD
ingress protection | IP 42 | An IP4x apparatus IEC 60529 and an IPx2 apparatus IEC 60529. | CFIHOS-60000695 | IEC 60529:2013 | 2017-02-13 23:00 | 2021-10-12 16:02 |  | V1.2 | STANDARD
ingress protection | IP 43 | An IP4x apparatus IEC 60529 and an IPx3 apparatus IEC 60529. | CFIHOS-60000696 | IEC 60529:2013 | 2017-02-13 23:00 | 2021-10-12 16:02 |  | V1.2 | STANDARD
ingress protection | IP 44 | An IP4x apparatus IEC 60529 and an IPx4 apparatus IEC 60529. | CFIHOS-60000697 | IEC 60529:2013 | 2017-02-13 23:00 | 2021-10-12 16:02 |  | V1.2 | STANDARD
ingress protection | IP 45 | An IP4x apparatus IEC 60529 and an IPx5 apparatus IEC 60529. | CFIHOS-60000698 | IEC 60529:2013 | 2017-02-13 23:00 | 2021-10-12 16:02 |  | V1.2 | STANDARD
ingress protection | IP 46 |  | CFIHOS-60000699 | IEC 60529:2013 | 2017-02-13 23:00 | 2021-10-12 16:02 |  | FR69 | STANDARD
ingress protection | IP 47 |  | CFIHOS-60000700 | IEC 60529:2013 | 2017-02-13 23:00 | 2021-10-12 16:02 |  | FR69 | STANDARD
ingress protection | IP 48 |  | CFIHOS-60000701 | IEC 60529:2013 | 2017-02-13 23:00 | 2021-10-12 16:02 |  | FR69 | STANDARD
ingress protection | IP 49 |  | CFIHOS-60000702 | IEC 60529:2013 | 2017-02-13 23:00 | 2021-10-12 16:02 |  | V1.2 | STANDARD
ingress protection | IP 50 | An IP5x apparatus IEC 60529 and an IPx0 apparatus IEC 60529. | CFIHOS-60000703 | IEC 60529:2013 | 2017-02-13 23:00 | 2021-10-12 16:02 |  | V1.2 | STANDARD
ingress protection | IP 51 | An IP5x apparatus IEC 60529 and an IPx1 apparatus IEC 60529. | CFIHOS-60000704 | IEC 60529:2013 | 2017-02-13 23:00 | 2021-10-12 16:02 |  | V1.2 | STANDARD
ingress protection | IP 52 | An IP5x apparatus IEC 60529 and an IPx2 apparatus IEC 60529. | CFIHOS-60000705 | IEC 60529:2013 | 2017-02-13 23:00 | 2021-10-12 16:02 |  | V1.2 | STANDARD
ingress protection | IP 53 | An IP5x apparatus IEC 60529 and an IPx3 apparatus IEC 60529. | CFIHOS-60000706 | IEC 60529:2013 | 2017-02-13 23:00 | 2021-10-12 16:02 |  | V1.2 | STANDARD
ingress protection | IP 54 | An IP5x apparatus IEC 60529 and an IPx4 apparatus IEC 60529. | CFIHOS-60000707 | IEC 60529:2013 | 2017-02-13 23:00 | 2021-10-12 16:02 |  | V1.2 | STANDARD
ingress protection | IP 55 | An IP5x apparatus IEC 60529 and an IPx5 apparatus IEC 60529. | CFIHOS-60000708 | IEC 60529:2013 | 2017-02-13 23:00 | 2021-10-12 16:02 |  | V1.2 | STANDARD
ingress protection | IP 56 | An IP5x apparatus IEC 60529 and an IPx6 apparatus IEC 60529. | CFIHOS-60000709 | IEC 60529:2013 | 2017-02-13 23:00 | 2021-10-12 16:02 |  | V1.2 | STANDARD
ingress protection | IP 57 | An IP5x apparatus IEC 60529 and an IPx7 apparatus IEC 60529. | CFIHOS-60000710 | IEC 60529:2013 | 2017-02-13 23:00 | 2021-10-12 16:02 |  | V1.2 | STANDARD
ingress protection | IP 58 | An IP5x apparatus IEC 60529 and an IPx8 apparatus IEC 60529. | CFIHOS-60000711 | IEC 60529:2013 | 2017-02-13 23:00 | 2021-10-12 16:02 |  | V1.2 | STANDARD
ingress protection | IP 59 |  | CFIHOS-60000712 | IEC 60529:2013 | 2017-02-13 23:00 | 2021-10-12 16:02 |  | V1.2 | STANDARD
ingress protection | IP 60 |  | CFIHOS-60000713 | IEC 60529:2013 | 2017-02-13 23:00 | 2021-10-12 16:02 |  | FR69 | STANDARD
ingress protection | IP 61 |  | CFIHOS-60000714 | IEC 60529:2013 | 2017-02-13 23:00 | 2021-10-12 16:02 |  | FR69 | STANDARD
ingress protection | IP 62 |  | CFIHOS-60000715 | IEC 60529:2013 | 2017-02-13 23:00 | 2021-10-12 16:02 |  | FR69 | STANDARD
ingress protection | IP 63 | An IP6x apparatus IEC 60529 and an IPx3 apparatus IEC 60529. | CFIHOS-60000716 | IEC 60529:2013 | 2017-02-13 23:00 | 2021-10-12 16:02 |  | V1.2 | STANDARD
ingress protection | IP 64 | An IP6x apparatus IEC 60529 and an IPx4 apparatus IEC 60529. | CFIHOS-60000717 | IEC 60529:2013 | 2017-02-13 23:00 | 2021-10-12 16:02 |  | V1.2 | STANDARD
ingress protection | IP 65 | An IP6x apparatus IEC 60529 and an IPx5 apparatus IEC 60529. | CFIHOS-60000718 | IEC 60529:2013 | 2017-02-13 23:00 | 2021-10-12 16:02 |  | V1.2 | STANDARD
ingress protection | IP 66 | An IP6x apparatus IEC 60529 and an IPx6 apparatus IEC 60529. | CFIHOS-60000719 | IEC 60529:2013 | 2017-02-13 23:00 | 2021-10-12 16:02 |  | V1.2 | STANDARD
ingress protection | IP 67 | An IP6x apparatus IEC 60529 and an IPx7 apparatus IEC 60529. | CFIHOS-60000720 | IEC 60529:2013 | 2017-02-13 23:00 | 2021-10-12 16:02 |  | V1.2 | STANDARD
ingress protection | IP 68 | An IP6x apparatus IEC 60529 and an IPx8 apparatus IEC 60529. | CFIHOS-60000721 | IEC 60529:2013 | 2017-02-13 23:00 | 2021-10-12 16:02 |  | V1.2 | STANDARD
inspection | full |  | CFIHOS-60000533 |  | 2017-02-13 23:00 | 2021-10-12 16:02 |  | FR69 | STANDARD
inspection | limited |  | CFIHOS-60000768 |  | 2017-02-13 23:00 | 2021-10-12 16:02 |  | FR69 | STANDARD
insulation type | asbestos |  | CFIHOS-60000207 |  | 2017-02-13 23:00 | 2021-10-12 16:02 |  | FR69 | STANDARD
insulation type | calcium silicate |  | CFIHOS-60000260 |  | 2017-02-13 23:00 | 2021-10-12 16:02 |  | FR69 | STANDARD
insulation type | ceramic fibre |  | CFIHOS-60000281 |  | 2017-02-13 23:00 | 2021-10-12 16:02 |  | FR69 | STANDARD
insulation type | elastomeric foam |  | CFIHOS-60000434 |  | 2017-02-13 23:00 | 2021-10-12 16:02 |  | FR69 | STANDARD
insulation type | foam glass |  | CFIHOS-60000512 |  | 2017-02-13 23:00 | 2021-10-12 16:02 |  | FR69 | STANDARD
insulation type | glass fibre |  | CFIHOS-60000548 |  | 2017-02-13 23:00 | 2021-10-12 16:02 |  | FR69 | STANDARD
insulation type | mineral wool | An artefact which is a lightweight vitreous fibrous material manufactured by blowing steam through molten slag. | CFIHOS-60000806 |  | 2017-02-13 23:00 | 2021-10-12 16:02 |  | FR69 | STANDARD
insulation type | perlite |  | CFIHOS-60000940 |  | 2017-02-13 23:00 | 2021-10-12 16:02 |  | FR69 | STANDARD
insulation type | rigid foam |  | CFIHOS-60001053 |  | 2017-02-13 23:00 | 2021-10-12 16:02 |  | FR69 | STANDARD
interrupting medium | Oil | An aggregate consisting of hydrocarbons and possibly other aggregates. | CFIHOS-60000885 |  | 2017-02-13 23:00 | 2021-10-12 16:02 |  | V1.2 | STANDARD
interrupting medium | SF6 |  | CFIHOS-60001192 |  | 2017-02-13 23:00 | 2021-10-12 16:02 |  | FR69 | STANDARD
interrupting medium | Vacuum |  | CFIHOS-60001320 |  | 2017-02-13 23:00 | 2021-10-12 16:02 |  | FR69 | STANDARD
interrupting medium | air | An odourless and colourless mixture of gases and vapours that surround the Earth. At sea level, the composition of dry air is mainly nitrogen (78.09%) and oxygen (20.95%), with an average relative molecular weight of 29. | CFIHOS-60000126 |  | 2017-02-13 23:00 | 2021-10-12 16:02 |  | V1.2 | STANDARD
junction box construction material | Glass Reinforced Polyester |  | CFIHOS-60000550 |  | 2017-02-13 23:00 | 2021-10-12 16:02 |  | FR69 | STANDARD
junction box construction material | Steel | An iron alloy having a Carbon content generally less than 2.0 % by weight and containing other elements. A limited number of Chromium steels may have more than 2.0 wt % Carbon, but 2.0 wt % is the usual dividing line between steel and cast iron. | CFIHOS-60001246 |  | 2017-02-13 23:00 | 2021-10-12 16:02 |  | V1.2 | STANDARD
lamp type | HPS |  | CFIHOS-60000568 |  | 2017-02-13 23:00 | 2021-10-12 16:02 |  | FR69 | STANDARD
lamp type | LED | A (semiconductor) diode that radiates light in the visible region. Used in alphanumeric displays and as an indicator or warning lamp. | CFIHOS-60000764 |  | 2017-02-13 23:00 | 2021-10-12 16:02 |  | V1.2 | STANDARD
lamp type | Metal halide |  | CFIHOS-60000798 |  | 2017-02-13 23:00 | 2021-10-12 16:02 |  | FR69 | STANDARD
leakage class | I |  | CFIHOS-60000605 | IEC 60534-4:2006 | 2017-02-13 23:00 | 2021-10-12 16:02 | 2021-10-12T15:02:03.835Z | FR69;FR74 | TERMINATED
leakage class | II |  | CFIHOS-60000630 | IEC 60534-4:2006 | 2017-02-13 23:00 | 2021-10-12 16:02 | 2021-10-12T15:02:03.835Z | FR69;FR74 | TERMINATED
leakage class | III |  | CFIHOS-60000635 | IEC 60534-4:2006 | 2017-02-13 23:00 | 2021-10-12 16:02 | 2021-10-12T15:02:03.835Z | FR69;FR74 | TERMINATED
leakage class | IV |  | CFIHOS-60000725 | IEC 60534-4:2006 | 2017-02-13 23:00 | 2021-10-12 16:02 | 2021-10-12T15:02:03.835Z | FR69;FR74 | TERMINATED
leakage class | VI |  | CFIHOS-60001330 | IEC 60534-4:2006 | 2017-02-13 23:00 | 2021-10-12 16:02 | 2021-10-12T15:02:03.835Z | FR69;FR74 | TERMINATED
life cycle activity class | analysing | analysing is the Activity of studying and weighing various aspects, factors, or elements in order to arrive at an answer, result or solution | CFIHOS-60001667 |  | 2019-03-26 15:42 | 2021-10-12 16:02 |  | CR0024;FR69 | STANDARD
life cycle activity class | asset management | asset management is managing the assets of an organisation or a person | CFIHOS-60001655 |  | 2019-03-26 15:42 | 2021-10-12 16:02 |  | CR0024;FR69 | STANDARD
life cycle activity class | commissioning | commissioning is the activity of bringing in a state where readiness for active service is warranted | CFIHOS-60001666 |  | 2019-03-26 15:42 | 2021-10-12 16:02 |  | CR0024;FR69 | STANDARD
life cycle activity class | construction | constructing is the activity of making or forming, or creating by combining parts or elements | CFIHOS-60001665 |  | 2019-03-26 15:42 | 2021-10-12 16:02 |  | CR0024;FR69 | STANDARD
life cycle activity class | demolition | demolishing is the activity of destroying by pulling or tearing down and breaking in parts | CFIHOS-60001664 |  | 2019-03-26 15:42 | 2021-10-12 16:02 |  | CR0024;FR69 | STANDARD
life cycle activity class | detailed engineering | detailed engineering is engineering to a detailed level | CFIHOS-60001669 |  | 2019-03-26 15:42 | 2021-10-12 16:02 |  | CR0024;FR69 | STANDARD
life cycle activity class | in-line maintenance | in-line maintenance is maintaining without uninstalling the maintained object | CFIHOS-60001653 |  | 2019-03-26 15:42 | 2021-10-12 16:02 |  | CR0024;FR69 | STANDARD
life cycle activity class | inspecting | inspecting is the activity of viewing closely and critically in order to ascertain quality or state, detect errors, or otherwise appraise | CFIHOS-60001663 |  | 2019-03-26 15:42 | 2021-10-12 16:02 |  | CR0024;FR69 | STANDARD
life cycle activity class | logistics management | logistics management is managing the logistical activities of an organization or a person | CFIHOS-60001656 |  | 2019-03-26 15:42 | 2021-10-12 16:02 |  | CR0024;FR69 | STANDARD
life cycle activity class | manufacturing | manufacturing is the activity of making wares or other material products by hand or machinery, especially when carried on systematically with division of labour | CFIHOS-60001662 |  | 2019-03-26 15:42 | 2021-10-12 16:02 |  | CR0024;FR69 | STANDARD
life cycle activity class | operations | operating is the activity of causing something to function, such as a piece of machinery, process, or system, or a business | CFIHOS-60001661 |  | 2019-03-26 15:42 | 2021-10-12 16:02 |  | CR0024;FR69 | STANDARD
life cycle activity class | plant design | plant design is designing the layout of a process plant | CFIHOS-60001657 |  | 2019-03-26 15:42 | 2021-10-12 16:02 |  | CR0024;FR69 | STANDARD
life cycle activity class | prefabrication | prefabricating is the activity of fabricating an item under optimised conditions at location other than where it has to be installed | CFIHOS-60001660 |  | 2019-03-26 15:42 | 2021-10-12 16:02 |  | CR0024;FR69 | STANDARD
preheater type | gas turbine | A turbine that compresses air which is then mixed with fuel for combustion and expansion through a turbine section to generate relatively high power output for either mechanical drive or power generation. | CFIHOS-60000544 |  | 2017-02-13 23:00 | 2021-10-12 16:02 |  | V1.2 | STANDARD
preheater type | tubular | A device having the shape of a tube. | CFIHOS-60001301 |  | 2017-02-13 23:00 | 2021-10-12 16:02 |  | V1.2 | STANDARD
preheater type | wheel | An 'artefact' with a periphery shaped as a circle. It may be solid, partly solid or spoked and that is intended to turn on an axle. | CFIHOS-60001371 |  | 2017-02-13 23:00 | 2021-10-12 16:02 |  | V1.2 | STANDARD
pressure equipment category | I |  | CFIHOS-60000602 |  | 2017-02-13 23:00 | 2021-10-12 16:02 |  | FR69 | STANDARD
pressure equipment category | II |  | CFIHOS-60000629 |  | 2017-02-13 23:00 | 2021-10-12 16:02 |  | FR69 | STANDARD
signal type | 4-20 mA |  | CFIHOS-60000069 |  | 2017-02-13 23:00 | 2021-10-12 16:02 |  | FR69 | STANDARD
signal type | 4-20 mA HART |  | CFIHOS-60000070 |  | 2017-02-13 23:00 | 2021-10-12 16:02 |  | V1.2 | STANDARD
signal type | analog electronic | a signal (usually 4 mA to 20 mA) representing a variable which may be continuously observed and continuously represented | CFIHOS-60001733 |  | 2019-05-14 10:23 | 2021-10-12 16:02 |  | CR0028;FR69 | STANDARD
signal type | digital electronic | a signal (usually 4 mA to 20 mA, but sometimes fieldbus or other digital format) representating information by a set of discrete vaues in accordance with a prescribed law. These values are represented by numbers. | CFIHOS-60001734 |  | 2019-05-14 10:23 | 2021-10-12 16:02 |  | CR0028;FR69 | STANDARD
signal type | foundation fieldbus |  | CFIHOS-60000517 |  | 2017-02-13 23:00 | 2021-10-12 16:02 |  | V1.2 | STANDARD
signal type | pneumatic | the input/output signals are usually 3 psig to 15 psig (20 kPa to 100kPa) and can be direct connected to the process, providing control capability using mechanical technology that uses process fluids and/or compressed air | CFIHOS-60001732 |  | 2017-02-13 23:00 | 2021-10-12 16:02 |  | CR0028;FR69 | STANDARD
stack type | Type A |  | CFIHOS-60001304 |  | 2017-02-13 23:00 | 2021-10-12 16:02 |  | V1.2 | STANDARD
stack type | Type B |  | CFIHOS-60001305 |  | 2017-02-13 23:00 | 2021-10-12 16:02 |  | V1.2 | STANDARD
stack type | Type C |  | CFIHOS-60001306 |  | 2017-02-13 23:00 | 2021-10-12 16:02 |  | V1.2 | STANDARD
stack type | Type D |  | CFIHOS-60001307 |  | 2017-02-13 23:00 | 2021-10-12 16:02 |  | V1.2 | STANDARD
storage media | CD-ROM |  | CFIHOS-60000279 |  | 2017-02-13 23:00 | 2021-10-12 16:02 |  | CR0024;FR69 | STANDARD
storage media | DVD |  | CFIHOS-60000400 |  | 2017-02-13 23:00 | 2021-10-12 16:02 |  | CR0024;FR69 | STANDARD
storage media | Data-tape |  | CFIHOS-60000361 |  | 2017-02-13 23:00 | 2021-10-12 16:02 | 2021-10-12T15:02:03.835Z | CR0024;CR0027 | TERMINATED
storage media | Exposed X-Ray Film |  | CFIHOS-60000495 |  | 2017-02-13 23:00 | 2021-10-12 16:02 |  | CR0024;FR69 | STANDARD
storage media | External Hard Drive (USB drive, ZIP drive, etc.) | External storage device used to house electronic files | CFIHOS-60001644 |  | 2018-08-17 12:41 | 2021-10-12 16:02 |  | CR0008;CR0024;FR69 | STANDARD
storage media | Paper |  | CFIHOS-60000911 |  | 2017-02-13 23:00 | 2021-10-12 16:02 |  | CR0024;FR69 | STANDARD
storage media | Web-services and/or Cloud | Web-services and/or Cloud | CFIHOS-60001690 |  | 2019-03-29 14:51 | 2021-10-12 16:02 |  | CR0027;FR69 | STANDARD
tank roof type | fixed roof | A tank that has a roof in a fixed position | CFIHOS-60000502 |  | 2017-02-13 23:00 | 2021-10-12 16:02 |  | V1.2 | STANDARD
tank roof type | geodesic dome |  | CFIHOS-60000547 |  | 2017-02-13 23:00 | 2021-10-12 16:02 |  | V1.2 | STANDARD
tank roof type | internal floating roof |  | CFIHOS-60000651 |  | 2017-02-13 23:00 | 2021-10-12 16:02 |  | V1.2 | STANDARD
tank roof type | inverted cone |  | CFIHOS-60000652 |  | 2017-02-13 23:00 | 2021-10-12 16:02 |  | V1.2 | STANDARD
tank roof type | pan floating |  | CFIHOS-60000910 |  | 2017-02-13 23:00 | 2021-10-12 16:02 |  | V1.2 | STANDARD
tank roof type | supported cone |  | CFIHOS-60001269 |  | 2017-02-13 23:00 | 2021-10-12 16:02 |  | V1.2 | STANDARD
tank roof type | supported dome |  | CFIHOS-60001270 |  | 2017-02-13 23:00 | 2021-10-12 16:02 |  | V1.2 | STANDARD
tank roof type | supported umbrella |  | CFIHOS-60001271 |  | 2017-02-13 23:00 | 2021-10-12 16:02 |  | V1.2 | STANDARD
tank roof type | unsupported cone |  | CFIHOS-60001314 |  | 2017-02-13 23:00 | 2021-10-12 16:02 |  | V1.2 | STANDARD
tank roof type | unsupported dome |  | CFIHOS-60001315 |  | 2017-02-13 23:00 | 2021-10-12 16:02 |  | V1.2 | STANDARD
tank roof type | unsupported umbrella |  | CFIHOS-60001316 |  | 2017-02-13 23:00 | 2021-10-12 16:02 |  | V1.2 | STANDARD
tank shape | cylindrical | cylindrical | CFIHOS-60001815 |  | 2019-06-04 17:41 | 2021-10-12 16:02 |  | CR0028;FR69 | STANDARD
tank shape | spherical | spherical | CFIHOS-60001816 |  | 2019-06-04 17:41 | 2021-10-12 16:02 |  | CR0028;FR69 | STANDARD
tank usage type | Bulk |  | CFIHOS-60000245 |  | 2017-02-13 23:00 | 2021-10-12 16:02 |  | FR69 | STANDARD
tank usage type | Day |  | CFIHOS-60000363 |  | 2017-02-13 23:00 | 2021-10-12 16:02 |  | FR69 | STANDARD
material specification | FRP-POLYESTER |  | CFIHOS-60000526 |  | 2017-02-13 23:00 | 2021-10-12 16:02 |  | V1.2 | STANDARD
material specification | FRP-VINYL |  | CFIHOS-60000528 |  | 2017-02-13 23:00 | 2021-10-12 16:02 |  | V1.2 | STANDARD
material specification | GRAY CI |  | CFIHOS-60000554 |  | 2017-02-13 23:00 | 2021-10-12 16:02 |  | V1.2 | STANDARD
material specification | GRE |  | CFIHOS-60000555 |  | 2017-02-13 23:00 | 2021-10-12 16:02 |  | V1.2 | STANDARD
material specification | GRVE |  | CFIHOS-60000560 |  | 2017-02-13 23:00 | 2021-10-12 16:02 |  | V1.2 | STANDARD
material specification | HK 40 |  | CFIHOS-60000567 |  | 2017-02-13 23:00 | 2021-10-12 16:02 |  | V1.2 | STANDARD
material specification | INCOLOY |  | CFIHOS-60000636 |  | 2017-02-13 23:00 | 2021-10-12 16:02 |  | V1.2 | STANDARD
material specification | INCONEL | A series of high Nickel, Chromium, and Iron alloys characterised by inertness to to certain corrosive fluids | CFIHOS-60000637 |  | 2017-02-13 23:00 | 2021-10-12 16:02 |  | V1.2 | STANDARD
material specification | LOW CR (1.25-9.0) |  | CFIHOS-60000778 |  | 2017-02-13 23:00 | 2021-10-12 16:02 |  | V1.2 | STANDARD
material specification | MALL CI |  | CFIHOS-60000790 |  | 2017-02-13 23:00 | 2021-10-12 16:02 |  | V1.2 | STANDARD
material specification | MISC. CAST IRON |  | CFIHOS-60000807 |  | 2017-02-13 23:00 | 2021-10-12 16:02 |  | V1.2 | STANDARD
material specification | MONEL | A series of high Nickel, high Copper alloys used for their corrosion resistant properties to certain conditions | CFIHOS-60000814 |  | 2017-02-13 23:00 | 2021-10-12 16:02 |  | V1.2 | STANDARD
material specification | MONEL 505 |  | CFIHOS-60000815 |  | 2017-02-13 23:00 | 2021-10-12 16:02 |  | V1.2 | STANDARD
material specification | NI-CR-.5MO |  | CFIHOS-60000852 |  | 2017-02-13 23:00 | 2021-10-12 16:02 |  | V1.2 | STANDARD
material specification | NI-CR-1MO |  | CFIHOS-60000853 |  | 2017-02-13 23:00 | 2021-10-12 16:02 |  | V1.2 | STANDARD
material specification | PFA |  | CFIHOS-60000943 |  | 2017-02-13 23:00 | 2021-10-12 16:02 |  | V1.2 | STANDARD
material specification | PNR |  | CFIHOS-60000966 |  | 2017-02-13 23:00 | 2021-10-12 16:02 |  | V1.2 | STANDARD
material specification | PTFE |  | CFIHOS-60001024 |  | 2017-02-13 23:00 | 2021-10-12 16:02 |  | FR69 | STANDARD
material specification | PVC |  | CFIHOS-60001028 |  | 2017-02-13 23:00 | 2021-10-12 16:02 |  | FR69 | STANDARD
material specification | PVDC |  | CFIHOS-60001029 |  | 2017-02-13 23:00 | 2021-10-12 16:02 |  | V1.2 | STANDARD
material specification | PVDF |  | CFIHOS-60001030 |  | 2017-02-13 23:00 | 2021-10-12 16:02 |  | V1.2 | STANDARD
material specification | Refractory | A thermal insulation material that has a high resistance to heat. | CFIHOS-60001041 |  | 2017-02-13 23:00 | 2021-10-12 16:02 |  | V1.2 | STANDARD
material specification | SA 36 |  | CFIHOS-60001064 |  | 2017-02-13 23:00 | 2021-10-12 16:02 |  | V1.2 | STANDARD
material specification | SA-106 GR-A (PIPE) |  | CFIHOS-60001065 |  | 2017-02-13 23:00 | 2021-10-12 16:02 |  | V1.2 | STANDARD
material specification | SA-106 GR-B (PIPE |  | CFIHOS-60001066 |  | 2017-02-13 23:00 | 2021-10-12 16:02 |  | V1.2 | STANDARD
material specification | SA-106 GR-C (PIPE) |  | CFIHOS-60001067 |  | 2017-02-13 23:00 | 2021-10-12 16:02 |  | V1.2 | STANDARD
material specification | SA-135 GR-A (PIPE) |  | CFIHOS-60001068 |  | 2017-02-13 23:00 | 2021-10-12 16:02 |  | V1.2 | STANDARD
material specification | SA-135 GR-B (PIPE |  | CFIHOS-60001069 |  | 2017-02-13 23:00 | 2021-10-12 16:02 |  | V1.2 | STANDARD
process class | filtering | The process of passing through or as if through a device that separates unwanted from wanted matter or energy forms. | CFIHOS-60002278 |  | 2021-10-05 06:11 | 2021-10-12 16:02 |  | FR43 | STANDARD
process class | grinding | The process of reducing to fine particles. | CFIHOS-60002279 |  | 2021-10-05 06:11 | 2021-10-12 16:02 |  | FR43 | STANDARD
process class | heat exchanging | The process of exchanging heat, resulting in a change of temperature of the involved objects, where the hotter one cools down and the cooler one heats up. | CFIHOS-60002280 |  | 2021-10-05 06:11 | 2021-10-12 16:02 |  | FR43 | STANDARD
process class | heating | The process of increasing the temperature by applying heat. | CFIHOS-60002281 |  | 2021-10-05 06:11 | 2021-10-12 16:02 |  | FR43 | STANDARD
process class | milling | The process of shaping or dressing by means of a rotary cutter. | CFIHOS-60002282 |  | 2021-10-05 06:11 | 2021-10-12 16:02 |  | FR43 | STANDARD
process class | mixing | The process of acting by stirring, shaking, or otherwise bringing together with a loss of separateness or identity. | CFIHOS-60002283 |  | 2021-10-05 06:11 | 2021-10-12 16:02 |  | FR43 | STANDARD
process class | packaging | The process of enclosing in a package or covering. | CFIHOS-60002284 |  | 2021-10-05 06:11 | 2021-10-12 16:02 |  | FR43 | STANDARD
process class | pumping | The process of creating a pressure difference in a fluid stream in order to create its movement. | CFIHOS-60002285 |  | 2021-10-05 06:11 | 2021-10-12 16:02 |  | FR43 | STANDARD
process class | separating | The process of setting or keeping apart. | CFIHOS-60002286 |  | 2021-10-05 06:11 | 2021-10-12 16:02 |  | FR43 | STANDARD
process class | storing | The process of placing or leaving in a location for preservation or later use or disposal. | CFIHOS-60002287 |  | 2021-10-05 06:11 | 2021-10-12 16:02 |  | FR43 | STANDARD
process class | transporting | The process of taking or carrying people or goods from one place to another by means of a transporter, such as a vehicle, aircraft or watercraft. | CFIHOS-60002288 |  | 2021-10-05 06:11 | 2021-10-12 16:02 |  | FR43 | STANDARD
process class | weighing | The process of measuring a mass. | CFIHOS-60002289 |  | 2021-10-05 06:11 | 2021-10-12 16:02 |  | FR43 | STANDARD
project stage | C |  | CFIHOS-60000251 |  | 2017-02-13 23:00 | 2021-10-12 16:02 | 2021-10-12T15:02:03.835Z | CR0023 | TERMINATED
project stage | D |  | CFIHOS-60000359 |  | 2017-02-13 23:00 | 2021-10-12 16:02 | 2021-10-12T15:02:03.835Z | CR0023 | TERMINATED
project stage | P |  | CFIHOS-60000908 |  | 2017-02-13 23:00 | 2021-10-12 16:02 | 2021-10-12T15:02:03.835Z | CR0023 | TERMINATED
project stage | R |  | CFIHOS-60001032 |  | 2017-02-13 23:00 | 2021-10-12 16:02 | 2021-10-12T15:02:03.835Z | CR0023 | TERMINATED
project stage | T |  | CFIHOS-60001277 |  | 2017-02-13 23:00 | 2021-10-12 16:02 | 2021-10-12T15:02:03.835Z | CR0023 | TERMINATED
project stage | Z |  | CFIHOS-60001386 |  | 2017-02-13 23:00 | 2021-10-12 16:02 | 2021-10-12T15:02:03.835Z | CR0023 | TERMINATED
protection type | none |  | CFIHOS-60000871 |  | 2017-02-13 23:00 | 2021-10-12 16:02 |  | V1.2 | STANDARD
protection type | trawl-catching |  | CFIHOS-60001298 |  | 2017-02-13 23:00 | 2021-10-12 16:02 |  | V1.2 | STANDARD
protection type | trawl-deflecting |  | CFIHOS-60001299 |  | 2017-02-13 23:00 | 2021-10-12 16:02 |  | V1.2 | STANDARD
pump type | BB1 | Centrifugal pump; Between-bearings; 1- and 2-stage; Axially split | CFIHOS-60001778 | ISO 13709:2009 | 2019-05-14 10:23 | 2021-10-12 16:02 |  | CR0028;FR69 | STANDARD
pump type | BB2 | Centrifugal pump; Between-bearings; 1- and 2-stage; Radially split | CFIHOS-60001779 | ISO 13709:2009 | 2019-05-14 10:23 | 2021-10-12 16:02 |  | CR0028;FR69 | STANDARD
pump type | BB3 | Centrifugal pump; Between-bearings; Multistage; Axially split | CFIHOS-60001780 | ISO 13709:2009 | 2019-05-14 10:23 | 2021-10-12 16:02 |  | CR0028;FR69 | STANDARD
pump type | BB4 | Centrifugal pump; Between-bearings; Multistage; Radially split; Single casing | CFIHOS-60001781 | ISO 13709:2009 | 2019-05-14 10:23 | 2021-10-12 16:02 |  | CR0028;FR69 | STANDARD
pump type | BB5 | Centrifugal pump; Between-bearings; Multistage; Radially split; Double casing | CFIHOS-60001782 | ISO 13709:2009 | 2019-05-14 10:23 | 2021-10-12 16:02 |  | CR0028;FR69 | STANDARD
pump type | GET | Rotary pump; gear; external gears (timed) | CFIHOS-60001802 | API Std 676:2009 | 2019-05-14 10:23 | 2021-10-12 16:02 |  | CR0028;FR69 | STANDARD
pump type | GEU | Rotary pump; gear; external gears (untimed) | CFIHOS-60001803 | API Std 676:2009 | 2019-05-14 10:23 | 2021-10-12 16:02 |  | CR0028;FR69 | STANDARD
pump type | GI | Rotary pump; gear; internal gears (with crescent) | CFIHOS-60001804 | API Std 676:2009 | 2019-05-14 10:23 | 2021-10-12 16:02 |  | CR0028;FR69 | STANDARD
pump type | LM | Rotary pump; lobe; multiple | CFIHOS-60001805 | API Std 676:2009 | 2019-05-14 10:23 | 2021-10-12 16:02 |  | CR0028;FR69 | STANDARD
pump type | LS | Rotary pump; lobe; single | CFIHOS-60001806 | API Std 676:2009 | 2019-05-14 10:23 | 2021-10-12 16:02 |  | CR0028;FR69 | STANDARD
pump type | OH1 | Centrifugal pump; Overhung; Flexibly coupled; Horizontal; Foot-mounted | CFIHOS-60001783 | ISO 13709:2009 | 2019-05-14 10:23 | 2021-10-12 16:02 |  | CR0028;FR69 | STANDARD
pump type | OH2 | Centrifugal pump; Overhung; Flexibly coupled; Horizontal; Centreline-supported | CFIHOS-60001784 | ISO 13709:2009 | 2019-05-14 10:23 | 2021-10-12 16:02 |  | CR0028;FR69 | STANDARD
pump type | OH3 | Centrifugal pump; Overhung; Flexibly coupled; Vertical in-line with bearing bracket | CFIHOS-60001785 | ISO 13709:2009 | 2019-05-14 10:23 | 2021-10-12 16:02 |  | CR0028;FR69 | STANDARD
pump type | OH4 | Centrifugal pump; Overhung; Rigidly coupled; Vertical in-line | CFIHOS-60001786 | ISO 13709:2009 | 2019-05-14 10:23 | 2021-10-12 16:02 |  | CR0028;FR69 | STANDARD
pump type | OH5 | Centrifugal pump; Close-coupled; Vertical in-line | CFIHOS-60001787 | ISO 13709:2009 | 2019-05-14 10:23 | 2021-10-12 16:02 |  | CR0028;FR69 | STANDARD
pump type | OH6 | Centrifugal pump; Close-coupled; High-speed integrally geared | CFIHOS-60001788 | ISO 13709:2009 | 2019-05-14 10:23 | 2021-10-12 16:02 |  | CR0028;FR69 | STANDARD
pump type | SMT | Rotary pump; screw; multiple timed | CFIHOS-60001807 | API Std 676:2009 | 2019-05-14 10:23 | 2021-10-12 16:02 |  | CR0028;FR69 | STANDARD
pump type | SS | Rotary pump; screw; single | CFIHOS-60001808 | API Std 676:2009 | 2019-05-14 10:23 | 2021-10-12 16:02 |  | CR0028;FR69 | STANDARD
pump type | VR | Rotary pump; vane; vane in rotor | CFIHOS-60001809 | API Std 676:2009 | 2019-05-14 10:23 | 2021-10-12 16:02 |  | CR0028;FR69 | STANDARD
pump type | VS | Rotary pump; vane; vane in stator | CFIHOS-60001810 | API Std 676:2009 | 2019-05-14 10:23 | 2021-10-12 16:02 |  | CR0028;FR69 | STANDARD
pump type | VS1 | Centrifugal pump; Vertically suspended; Single casing; Discharge through column; Diffuser | CFIHOS-60001789 | ISO 13709:2009 | 2019-05-14 10:23 | 2021-10-12 16:02 |  | CR0028;FR69 | STANDARD
pump type | VS2 | Centrifugal pump; Vertically suspended; Single casing; Discharge through column; Volute | CFIHOS-60001790 | ISO 13709:2009 | 2019-05-14 10:23 | 2021-10-12 16:02 |  | CR0028;FR69 | STANDARD
pump type | VS3 | Centrifugal pump; Vertically suspended; Single casing; Discharge through column; Axial flow | CFIHOS-60001791 | ISO 13709:2009 | 2019-05-14 10:23 | 2021-10-12 16:02 |  | CR0028;FR69 | STANDARD
pump type | VS4 | Centrifugal pump; Vertically suspended; Single casing; Separate discharge; Line shaft | CFIHOS-60001792 | ISO 13709:2009 | 2019-05-14 10:23 | 2021-10-12 16:02 |  | CR0028;FR69 | STANDARD
pump type | VS5 | Centrifugal pump; Vertically suspended; Single casing; Separate discharge; Cantilever | CFIHOS-60001793 | ISO 13709:2009 | 2019-05-14 10:23 | 2021-10-12 16:02 |  | CR0028;FR69 | STANDARD
pump type | VS6 | Centrifugal pump; Vertically suspended; Double casing; Diffuser | CFIHOS-60001794 | ISO 13709:2009 | 2019-05-14 10:23 | 2021-10-12 16:02 |  | CR0028;FR69 | STANDARD
pump type | VS7 | Centrifugal pump; Vertically suspended; Double casing; Volute | CFIHOS-60001795 | ISO 13709:2009 | 2019-05-14 10:23 | 2021-10-12 16:02 |  | CR0028;FR69 | STANDARD
pump type | coupled motor shaft | Liquid ring pump; coupled motor shaft | CFIHOS-60001811 | API Std 681:1996 | 2019-05-14 10:23 | 2021-10-12 16:02 |  | CR0028;FR69 | STANDARD
pump type | cradle mounted | Liquid ring pump; cradle mounted | CFIHOS-60001812 | API Std 681:1996 | 2019-05-14 10:23 | 2021-10-12 16:02 |  | CR0028;FR69 | STANDARD
pump type | diaphragm | A pump designed such that the process fluid is isolated from the plunger by means of a hydraulically actuated flat or shaped diaphragm. | CFIHOS-60001800 | API Std 675:2019 | 2019-05-14 10:23 | 2021-10-12 16:02 |  | CR0028;FR69 | STANDARD
pump type | direct-acting pump | consisting of a piston-powered drive end connected directly to a liquid end to which power is directly transmitted by the action of the motive fluid on the piston. | CFIHOS-60001796 | ISO 13710:2004 | 2019-05-14 10:23 | 2021-10-12 16:02 |  | CR0028;FR69 | STANDARD
pump type | horizontal | Liquid ring pump; horizontal | CFIHOS-60001813 | API Std 681:1996 | 2019-05-14 10:23 | 2021-10-12 16:02 |  | CR0028;FR69 | STANDARD
pump type | piston pump | having a seal attached to the piston and moving within a cylinder. | CFIHOS-60001797 | ISO 13710:2004 | 2019-05-14 10:23 | 2021-10-12 16:02 |  | CR0028;FR69 | STANDARD
pump type | plunger | having a uniform-section plunger that moves in a static seal. | CFIHOS-60001801 | API Std 675:2019 | 2019-05-14 10:23 | 2021-10-12 16:02 |  | CR0028;FR69 | STANDARD
pump type | plunger pump | having a uniform-section plunger that moves in a static seal. | CFIHOS-60001798 | ISO 13710:2004 | 2019-05-14 10:23 | 2021-10-12 16:02 |  | CR0028;FR69 | STANDARD
pump type | power pump | consisting of a power end and a liquid end connected by a frame or distance piece. | CFIHOS-60001799 | ISO 13710:2004 | 2019-05-14 10:23 | 2021-10-12 16:02 |  | CR0028;FR69 | STANDARD
pump type | vertical in-line | Liquid ring pump; vertical in-line | CFIHOS-60001814 | API Std 681:1996 | 2019-05-14 10:23 | 2021-10-12 16:02 |  | CR0028;FR69 | STANDARD
reason for issue | approved for construction | Approved For Construction | CFIHOS-60001415 |  | 2017-02-13 23:00 | 2021-10-12 16:02 | 2021-10-12T15:02:03.835Z | CR0023 | TERMINATED
reason for issue | approved for detail design | Approved for Detail Design | CFIHOS-60001417 |  | 2017-02-13 23:00 | 2021-10-12 16:02 | 2021-10-12T15:02:03.835Z | CR0023 | TERMINATED
reason for issue | approved for use | Approved For Use | CFIHOS-60001409 |  | 2017-02-13 23:00 | 2021-10-12 16:02 | 2021-10-12T15:02:03.835Z | CR0023 | TERMINATED
reason for issue | as built | As Built | CFIHOS-60001419 |  | 2017-02-13 23:00 | 2021-10-12 16:02 | 2021-10-12T15:02:03.835Z | CR0023 | TERMINATED
reason for issue | issued for review | Issued for Review or Comment | CFIHOS-60001410 |  | 2017-02-13 23:00 | 2021-10-12 16:02 | 2021-10-12T15:02:03.835Z | CR0023 | TERMINATED
reason for issue | void | Superseded / Obsolete | CFIHOS-60001411 |  | 2017-02-13 23:00 | 2021-10-12 16:02 | 2021-10-12T15:02:03.835Z | CR0023 | TERMINATED
reason to keep document | desirable |  | CFIHOS-60000374 |  | 2017-02-13 23:00 | 2021-10-12 16:02 | 2021-10-12T15:02:03.835Z | CR0023 | TERMINATED
reason to keep document | essential |  | CFIHOS-60000465 |  | 2017-02-13 23:00 | 2021-10-12 16:02 | 2021-10-12T15:02:03.835Z | CR0023 | TERMINATED
reason to keep document | legal |  | CFIHOS-60000765 |  | 2017-02-13 23:00 | 2021-10-12 16:02 | 2021-10-12T15:02:03.835Z | CR0023 | TERMINATED
test medium | air | An odourless and colourless mixture of gases and vapours that surround the Earth. At sea level, the composition of dry air is mainly nitrogen (78.09%) and oxygen (20.95%), with an average relative molecular weight of 29. | CFIHOS-60000124 |  | 2017-02-13 23:00 | 2021-10-12 16:02 |  | V1.2 | STANDARD
test medium | condensate | An aggregate which is in condensed form which means in liquid state, resulting from a substance in vapour state. | CFIHOS-60000322 |  | 2017-02-13 23:00 | 2021-10-12 16:02 |  | V1.2 | STANDARD
test medium | condensate - soda ash |  | CFIHOS-60000323 |  | 2017-02-13 23:00 | 2021-10-12 16:02 |  | V1.2 | STANDARD
test medium | inert atmosphere |  | CFIHOS-60000642 |  | 2017-02-13 23:00 | 2021-10-12 16:02 |  | FR69 | STANDARD
test medium | nitrogen | A periodic system element with 7 protons in its nucleus | CFIHOS-60000854 |  | 2017-02-13 23:00 | 2021-10-12 16:02 |  | V1.2 | STANDARD
test medium | oil | An aggregate consisting of hydrocarbons and possibly other aggregates. | CFIHOS-60000883 |  | 2017-02-13 23:00 | 2021-10-12 16:02 |  | V1.2 | STANDARD
test medium | steam | A fluid that is at the vapor phase of water used for heating, or to provide mechanical power. | CFIHOS-60001239 |  | 2017-02-13 23:00 | 2021-10-12 16:02 |  | V1.2 | STANDARD
test medium | tracer gas |  | CFIHOS-60001296 |  | 2017-02-13 23:00 | 2021-10-12 16:02 |  | FR69 | STANDARD
test medium | water | A colourless, odourless, tasteless, and non-flammable liquid with the chemical formula H2O that covers two-thirds of the surface of the planet. With a freezing point of 0°C and boiling point of 100°C at atmospheric pressure. | CFIHOS-60001339 |  | 2017-02-13 23:00 | 2021-10-12 16:02 |  | V1.2;FR74 | STANDARD
tracing type | electric |  | CFIHOS-60000436 |  | 2017-02-13 23:00 | 2021-10-12 16:02 |  | FR69 | STANDARD
tracing type | glycol |  | CFIHOS-60000551 |  | 2017-02-13 23:00 | 2021-10-12 16:02 |  | FR69 | STANDARD
tracing type | steam | A fluid that is at the vapor phase of water used for heating, or to provide mechanical power. | CFIHOS-60001240 |  | 2017-02-13 23:00 | 2021-10-12 16:02 |  | FR69 | STANDARD
transformer cooling method | ONAF |  | CFIHOS-60000893 | IEC 60076-2:2011 | 2017-02-13 23:00 | 2021-10-12 16:02 |  | FR69 | STANDARD
transformer cooling method | ONAN |  | CFIHOS-60000894 | IEC 60076-2:2011 | 2017-02-13 23:00 | 2021-10-12 16:02 |  | FR69 | STANDARD
tray type | bubble cap | A riser cap with a special shape intended to create an intense contact between gasses and fluids by guiding the fluid through the liquid when passing a tray. | CFIHOS-60000244 |  | 2017-02-13 23:00 | 2021-10-12 16:02 |  | FR69 | STANDARD
tray type | chimney |  | CFIHOS-60000298 |  | 2017-02-13 23:00 | 2021-10-12 16:02 |  | FR69 | STANDARD
tray type | grid | A physical object that consists of crossed grid bars and that covers an opening leaving evenly spaced smaller openings intended to prevent bigger solids from passing through the original opening | CFIHOS-60000557 |  | 2017-02-13 23:00 | 2021-10-12 16:02 |  | FR69 | STANDARD
tray type | none |  | CFIHOS-60000870 |  | 2017-02-13 23:00 | 2021-10-12 16:02 |  | V1.2 | STANDARD
tray type | valve cap |  | CFIHOS-60001323 |  | 2017-02-13 23:00 | 2021-10-12 16:02 |  | FR69 | STANDARD
trim type | anti-cavitation trim | trim style that by its geometry reduces or eliminates the tendency of the controlled liquid to cavitate | CFIHOS-60001727 | ANSI/ISA-75.05.01-2019 | 2019-05-14 10:23 | 2021-10-12 16:02 |  | CR0028;FR69 | STANDARD
trim type | anti-noise trim | a control valve trim style that by its geometry reduces the noise generated by fluid flowing through the valve | CFIHOS-60001728 | ANSI/ISA-75.05.01-2019 | 2019-05-14 10:23 | 2021-10-12 16:02 |  | CR0028;FR69 | STANDARD
trim type | balanced trim | control valve trim designed to minimize the net static and dynamic fluid flow forces, from fluid pressure, acting on the trim | CFIHOS-60001729 | ANSI/ISA-75.05.01-2019 | 2019-05-14 10:23 | 2021-10-12 16:02 |  | CR0028;FR69 | STANDARD
trim type | reduced trim | control valve trim that has a flow area smaller than the full flow area for that valve | CFIHOS-60001730 | ANSI/ISA-75.05.01-2019 | 2019-05-14 10:23 | 2021-10-12 16:02 |  | CR0028;FR69 | STANDARD
trim type | soft-seated trim | valve trim with an elastomeric, plastic, or other readily deformable material used either in the closure member component or seat ring to provide tight shutoff with minimal actuator forces | CFIHOS-60001731 | ANSI/ISA-75.05.01-2019 | 2019-05-14 10:23 | 2021-10-12 16:02 |  | CR0028;FR69 | STANDARD
tube bundle design | U tube |  | CFIHOS-60001308 |  | 2017-02-13 23:00 | 2021-10-12 16:02 |  | V1.2 | STANDARD
tube bundle design | bayonet tube | A physical object that is an arrangement of two concentric tubes with the outer one closed at one end, and fixed in a plate at the other. The inner tube is somewhat longer; it is open at both ends and fixed in a second plate. | CFIHOS-60000228 |  | 2017-02-13 23:00 | 2021-10-12 16:02 |  | V1.2 | STANDARD
tube bundle design | concentric tube |  | CFIHOS-60000319 |  | 2017-02-13 23:00 | 2021-10-12 16:02 |  | V1.2 | STANDARD
tube bundle design | corrugated tube |  | CFIHOS-60000330 |  | 2017-02-13 23:00 | 2021-10-12 16:02 |  | V1.2 | STANDARD
tube bundle design | finned tube | A pipe that is extended with one or more fins to increase its outer surface area. | CFIHOS-60000499 |  | 2017-02-13 23:00 | 2021-10-12 16:02 |  | V1.2 | STANDARD
tube bundle design | fixed tube |  | CFIHOS-60000503 |  | 2017-02-13 23:00 | 2021-10-12 16:02 |  | V1.2 | STANDARD
turbine type | Aero derivative |  | CFIHOS-60000109 | ISO 14224:2016 | 2017-02-13 23:00 | 2021-10-12 16:02 |  | V1.2 | STANDARD
turbine type | Industrial |  | CFIHOS-60000641 | ISO 14224:2016 | 2017-02-13 23:00 | 2021-10-12 16:02 |  | V1.2 | STANDARD
type of circuitry | electronic | An 'electric circuit' formed by the interconnection of electronic components through which an electric current can flow. | CFIHOS-60000441 |  | 2017-02-13 23:00 | 2021-10-12 16:02 |  | V1.2 | STANDARD
type of circuitry | solid state |  | CFIHOS-60001224 |  | 2017-02-13 23:00 | 2021-10-12 16:02 |  | V1.2 | STANDARD
type of electric motor | induction | An electric motor in which the torque or force is due to the interaction between a moving magnetic field produced by stationary primary windings and currents induced by this field in moving secondary conductors. | CFIHOS-60000639 | ISO 14224:2016 | 2017-02-13 23:00 | 2021-10-12 16:02 |  | V1.2 | STANDARD
type of electric motor | synchronous |  | CFIHOS-60001274 | ISO 14224:2016 | 2017-02-13 23:00 | 2021-10-12 16:02 |  | FR69 | STANDARD
type of electrical current supply | AC |  | CFIHOS-60000101 |  | 2017-02-13 23:00 | 2021-10-12 16:02 |  | FR69 | STANDARD
type of electrical current supply | DC |  | CFIHOS-60000365 |  | 2017-02-13 23:00 | 2021-10-12 16:02 |  | FR69 | STANDARD
type of mechanical switch | electro-hydraulic |  | CFIHOS-60000440 |  | 2017-02-13 23:00 | 2021-10-12 16:02 |  | FR69 | STANDARD
type of mechanical switch | hydraulic |  | CFIHOS-60000569 |  | 2017-02-13 23:00 | 2021-10-12 16:02 |  | FR69 | STANDARD
type of mechanical switch | micro switch | A pilot switch operated by very small movements of a lever, the circuit being made or broken or closed by spring-loaded contacts. | CFIHOS-60000803 |  | 2017-02-13 23:00 | 2021-10-12 16:02 |  | V1.2 | STANDARD
type of mechanical switch | pneumatic |  | CFIHOS-60000964 |  | 2017-02-13 23:00 | 2021-10-12 16:02 |  | FR69 | STANDARD
type of safety barrier | active |  | CFIHOS-60000105 |  | 2017-02-13 23:00 | 2021-10-12 16:02 |  | V1.2 | STANDARD
type of safety barrier | passive |  | CFIHOS-60000915 |  | 2017-02-13 23:00 | 2021-10-12 16:02 |  | V1.2 | STANDARD
type of switch | electronic |  | CFIHOS-60000442 |  | 2017-02-13 23:00 | 2021-10-12 16:02 |  | FR69 | STANDARD
type of switch | mechanical |  | CFIHOS-60000795 |  | 2017-02-13 23:00 | 2021-10-12 16:02 |  | FR69 | STANDARD
unit of measure | MSm3/d |  | CFIHOS-60000821 |  | 2017-02-13 23:00 | 2021-10-12 16:02 | 2021-10-12T15:02:03.835Z | CR0022 | TERMINATED
unit of measure | Nm/rad |  | CFIHOS-60000858 |  | 2017-02-13 23:00 | 2021-10-12 16:02 | 2021-10-12T15:02:03.835Z | CR0022 | TERMINATED
unit of measure | Sm3/h |  | CFIHOS-60001217 |  | 2017-02-13 23:00 | 2021-10-12 16:02 | 2021-10-12T15:02:03.835Z | CR0022 | TERMINATED
unit of measure | ampere |  | CFIHOS-60001427 |  | 2017-02-13 23:00 | 2021-10-12 16:02 | 2021-10-12T15:02:03.835Z | CR0022 | TERMINATED
unit of measure | ampere hour |  | CFIHOS-60001428 |  | 2017-02-13 23:00 | 2021-10-12 16:02 | 2021-10-12T15:02:03.835Z | CR0022 | TERMINATED
unit of measure | angstrom |  | CFIHOS-60001429 |  | 2017-02-13 23:00 | 2021-10-12 16:02 | 2021-10-12T15:02:03.835Z | CR0022 | TERMINATED
unit of measure | bar/h |  | CFIHOS-60000216 |  | 2017-02-13 23:00 | 2021-10-12 16:02 | 2021-10-12T15:02:03.835Z | CR0022 | TERMINATED
unit of measure | bara |  | CFIHOS-60001430 |  | 2017-02-13 23:00 | 2021-10-12 16:02 | 2021-10-12T15:02:03.835Z | CR0022 | TERMINATED
unit of measure | barg | BARG(auge), pressure given in Bar overpressure to the atmosphere. | CFIHOS-60001431 |  | 2017-02-13 23:00 | 2021-10-12 16:02 | 2021-10-12T15:02:03.835Z | CR0022 | TERMINATED
unit of measure | centipoise |  | CFIHOS-60001432 |  | 2017-02-13 23:00 | 2021-10-12 16:02 | 2021-10-12T15:02:03.835Z | CR0022 | TERMINATED
unit of measure | centistoke |  | CFIHOS-60001433 |  | 2017-02-13 23:00 | 2021-10-12 16:02 | 2021-10-12T15:02:03.835Z | CR0022 | TERMINATED
unit of measure | decibel |  | CFIHOS-60001434 |  | 2017-02-13 23:00 | 2021-10-12 16:02 | 2021-10-12T15:02:03.835Z | CR0022 | TERMINATED
unit of measure | degree Celsius |  | CFIHOS-60001435 |  | 2017-02-13 23:00 | 2021-10-12 16:02 | 2021-10-12T15:02:03.835Z | CR0022 | TERMINATED
unit of measure | degree Fahrenheit |  | CFIHOS-60001436 |  | 2017-02-13 23:00 | 2021-10-12 16:02 | 2021-10-12T15:02:03.835Z | CR0022 | TERMINATED
unit of measure | farad |  | CFIHOS-60001437 |  | 2017-02-13 23:00 | 2021-10-12 16:02 | 2021-10-12T15:02:03.835Z | CR0022 | TERMINATED
unit of measure | foot |  | CFIHOS-60001438 |  | 2017-02-13 23:00 | 2021-10-12 16:02 | 2021-10-12T15:02:03.835Z | CR0022 | TERMINATED
unit of measure | foot cubed |  | CFIHOS-60001439 |  | 2017-02-13 23:00 | 2021-10-12 16:02 | 2021-10-12T15:02:03.835Z | CR0022 | TERMINATED
unit of measure | foot cubed per hour |  | CFIHOS-60001440 |  | 2017-02-13 23:00 | 2021-10-12 16:02 | 2021-10-12T15:02:03.835Z | CR0022 | TERMINATED
unit of measure | foot per second |  | CFIHOS-60001441 |  | 2017-02-13 23:00 | 2021-10-12 16:02 | 2021-10-12T15:02:03.835Z | CR0022 | TERMINATED
unit of measure | foot squared |  | CFIHOS-60001442 |  | 2017-02-13 23:00 | 2021-10-12 16:02 | 2021-10-12T15:02:03.835Z | CR0022 | TERMINATED
unit of measure | gallons per minute |  | CFIHOS-60000552 |  | 2017-02-13 23:00 | 2021-10-12 16:02 | 2021-10-12T15:02:03.835Z | CR0022 | TERMINATED
unit of measure | hertz |  | CFIHOS-60001443 |  | 2017-02-13 23:00 | 2021-10-12 16:02 | 2021-10-12T15:02:03.835Z | CR0022 | TERMINATED
unit of measure | horsepower |  | CFIHOS-60001444 |  | 2017-02-13 23:00 | 2021-10-12 16:02 | 2021-10-12T15:02:03.835Z | CR0022 | TERMINATED
unit of measure | hour |  | CFIHOS-60001445 |  | 2017-02-13 23:00 | 2021-10-12 16:02 | 2021-10-12T15:02:03.835Z | CR0022 | TERMINATED
unit of measure | inch |  | CFIHOS-60001446 |  | 2017-02-13 23:00 | 2021-10-12 16:02 | 2021-10-12T15:02:03.835Z | CR0022 | TERMINATED
unit of measure | inch squared |  | CFIHOS-60001447 |  | 2017-02-13 23:00 | 2021-10-12 16:02 | 2021-10-12T15:02:03.835Z | CR0022 | TERMINATED
unit of measure | inches of water gauge |  | CFIHOS-60000653 |  | 2017-02-13 23:00 | 2021-10-12 16:02 | 2021-10-12T15:02:03.835Z | CR0022 | TERMINATED
unit of measure | kg/kJ |  | CFIHOS-60000739 |  | 2017-02-13 23:00 | 2021-10-12 16:02 | 2021-10-12T15:02:03.835Z | CR0022 | TERMINATED
unit of measure | kiloampere |  | CFIHOS-60001448 |  | 2017-02-13 23:00 | 2021-10-12 16:02 | 2021-10-12T15:02:03.835Z | CR0022 | TERMINATED
unit of measure | kilogram |  | CFIHOS-60001449 |  | 2017-02-13 23:00 | 2021-10-12 16:02 | 2021-10-12T15:02:03.835Z | CR0022 | TERMINATED
unit of measure | kilogram per hour |  | CFIHOS-60001450 |  | 2017-02-13 23:00 | 2021-10-12 16:02 | 2021-10-12T15:02:03.835Z | CR0022 | TERMINATED
unit of measure | kilogram per metre cubed |  | CFIHOS-60001451 |  | 2017-02-13 23:00 | 2021-10-12 16:02 | 2021-10-12T15:02:03.835Z | CR0022 | TERMINATED
unit of measure | kilogram per second |  | CFIHOS-60001452 |  | 2017-02-13 23:00 | 2021-10-12 16:02 | 2021-10-12T15:02:03.835Z | CR0022 | TERMINATED
unit of measure | kilojoule per kilogram |  | CFIHOS-60001453 |  | 2017-02-13 23:00 | 2021-10-12 16:02 | 2021-10-12T15:02:03.835Z | CR0022 | TERMINATED
unit of measure | kilojoule per kilogram kelvin |  | CFIHOS-60001454 |  | 2017-02-13 23:00 | 2021-10-12 16:02 | 2021-10-12T15:02:03.835Z | CR0022 | TERMINATED
unit of measure | kilonewton |  | CFIHOS-60001455 |  | 2017-02-13 23:00 | 2021-10-12 16:02 | 2021-10-12T15:02:03.835Z | CR0022 | TERMINATED
unit of measure | kilopascal absolute |  | CFIHOS-60000743 |  | 2017-02-13 23:00 | 2021-10-12 16:02 | 2021-10-12T15:02:03.835Z | CR0022 | TERMINATED
unit of measure | kilopascal guage |  | CFIHOS-60000744 |  | 2017-02-13 23:00 | 2021-10-12 16:02 | 2021-10-12T15:02:03.835Z | CR0022 | TERMINATED
unit of measure | kilovolt |  | CFIHOS-60001456 |  | 2017-02-13 23:00 | 2021-10-12 16:02 | 2021-10-12T15:02:03.835Z | CR0022 | TERMINATED
unit of measure | kilovolt ampere |  | CFIHOS-60001457 |  | 2017-02-13 23:00 | 2021-10-12 16:02 | 2021-10-12T15:02:03.835Z | CR0022 | TERMINATED
unit of measure | kilowatt |  | CFIHOS-60001458 |  | 2017-02-13 23:00 | 2021-10-12 16:02 | 2021-10-12T15:02:03.835Z | CR0022 | TERMINATED
unit of measure | litre |  | CFIHOS-60001459 |  | 2017-02-13 23:00 | 2021-10-12 16:02 | 2021-10-12T15:02:03.835Z | CR0022 | TERMINATED
unit of measure | litre per day |  | CFIHOS-60000747 |  | 2017-02-13 23:00 | 2021-10-12 16:02 | 2021-10-12T15:02:03.835Z | CR0022 | TERMINATED
unit of measure | litre per hour |  | CFIHOS-60000748 |  | 2017-02-13 23:00 | 2021-10-12 16:02 | 2021-10-12T15:02:03.835Z | CR0022 | TERMINATED
unit of measure | litre per minute |  | CFIHOS-60000749 |  | 2017-02-13 23:00 | 2021-10-12 16:02 | 2021-10-12T15:02:03.835Z | CR0022 | TERMINATED
unit of measure | litre per second |  | CFIHOS-60001460 |  | 2017-02-13 23:00 | 2021-10-12 16:02 | 2021-10-12T15:02:03.835Z | CR0022 | TERMINATED
unit of measure | mA/bar |  | CFIHOS-60000788 |  | 2017-02-13 23:00 | 2021-10-12 16:02 | 2021-10-12T15:02:03.835Z | CR0022 | TERMINATED
unit of measure | metre |  | CFIHOS-60001461 |  | 2017-02-13 23:00 | 2021-10-12 16:02 | 2021-10-12T15:02:03.835Z | CR0022 | TERMINATED
unit of measure | metre cubed |  | CFIHOS-60001462 |  | 2017-02-13 23:00 | 2021-10-12 16:02 | 2021-10-12T15:02:03.835Z | CR0022 | TERMINATED
unit of measure | metre cubed per hour |  | CFIHOS-60001463 |  | 2017-02-13 23:00 | 2021-10-12 16:02 | 2021-10-12T15:02:03.835Z | CR0022 | TERMINATED
unit of measure | metre cubed per second |  | CFIHOS-60001464 |  | 2017-02-13 23:00 | 2021-10-12 16:02 | 2021-10-12T15:02:03.835Z | CR0022 | TERMINATED
unit of measure | metre per second |  | CFIHOS-60001465 |  | 2017-02-13 23:00 | 2021-10-12 16:02 | 2021-10-12T15:02:03.835Z | CR0022 | TERMINATED
unit of measure | metre squared |  | CFIHOS-60001466 |  | 2017-02-13 23:00 | 2021-10-12 16:02 | 2021-10-12T15:02:03.835Z | CR0022 | TERMINATED
unit of measure | metre squared kelvin per watt |  | CFIHOS-60001467 |  | 2017-02-13 23:00 | 2021-10-12 16:02 | 2021-10-12T15:02:03.835Z | CR0022 | TERMINATED
unit of measure | millibar absolute |  | CFIHOS-60000794 |  | 2017-02-13 23:00 | 2021-10-12 16:02 | 2021-10-12T15:02:03.835Z | CR0022 | TERMINATED
unit of measure | milligram per kilogram |  | CFIHOS-60001468 |  | 2017-02-13 23:00 | 2021-10-12 16:02 | 2021-10-12T15:02:03.835Z | CR0022 | TERMINATED
unit of measure | millimetre |  | CFIHOS-60001469 |  | 2017-02-13 23:00 | 2021-10-12 16:02 | 2021-10-12T15:02:03.835Z | CR0022 | TERMINATED
unit of measure | millimetre squared |  | CFIHOS-60001470 |  | 2017-02-13 23:00 | 2021-10-12 16:02 | 2021-10-12T15:02:03.835Z | CR0022 | TERMINATED
unit of measure | millimetre squared per second | mm2/s | CFIHOS-60001471 |  | 2017-02-13 23:00 | 2021-10-12 16:02 | 2021-10-12T15:02:03.835Z | CR0022 | TERMINATED
unit of measure | millimetres of water gauge |  | CFIHOS-60000810 |  | 2017-02-13 23:00 | 2021-10-12 16:02 | 2021-10-12T15:02:03.835Z | CR0022 | TERMINATED
unit of measure | millipascal second | is a dynamic viscosity scale which is 10**-3 Pa.s | CFIHOS-60001472 |  | 2017-02-13 23:00 | 2021-10-12 16:02 | 2021-10-12T15:02:03.835Z | CR0022 | TERMINATED
unit of measure | minute |  | CFIHOS-60001473 |  | 2017-02-13 23:00 | 2021-10-12 16:02 | 2021-10-12T15:02:03.835Z | CR0022 | TERMINATED
unit of measure | newton |  | CFIHOS-60001474 |  | 2017-02-13 23:00 | 2021-10-12 16:02 | 2021-10-12T15:02:03.835Z | CR0022 | TERMINATED
unit of measure | newton metre cubed per hour |  | CFIHOS-60000859 |  | 2017-02-13 23:00 | 2021-10-12 16:02 | 2021-10-12T15:02:03.835Z | CR0022 | TERMINATED
unit of measure | newton per metre |  | CFIHOS-60001475 |  | 2017-02-13 23:00 | 2021-10-12 16:02 | 2021-10-12T15:02:03.835Z | CR0022 | TERMINATED
ISO country | BN | Brunei Darussalam | CFIHOS-60002031 | ISO 3166-1:2020 | 2020-11-27 14:55 | 2021-10-12 16:02 |  | CR0032 | STANDARD
ISO country | BO | Bolivia (Plurinational State of) | CFIHOS-60002023 | ISO 3166-1:2020 | 2020-11-27 14:55 | 2021-10-12 16:02 |  | CR0032 | STANDARD
ISO country | BQ | Bonaire, Sint Eustatius and Saba | CFIHOS-60002024 | ISO 3166-1:2020 | 2020-11-27 14:55 | 2021-10-12 16:02 |  | CR0032 | STANDARD
ISO country | BR | Brazil | CFIHOS-60002028 | ISO 3166-1:2020 | 2020-11-27 14:55 | 2021-10-12 16:02 |  | CR0032 | STANDARD
ISO country | BS | Bahamas | CFIHOS-60002013 | ISO 3166-1:2020 | 2020-11-27 14:55 | 2021-10-12 16:02 |  | CR0032 | STANDARD
ISO country | BT | Bhutan | CFIHOS-60002022 | ISO 3166-1:2020 | 2020-11-27 14:55 | 2021-10-12 16:02 |  | CR0032 | STANDARD
ISO country | BV | Bouvet Island | CFIHOS-60002027 | ISO 3166-1:2020 | 2020-11-27 14:55 | 2021-10-12 16:02 |  | CR0032 | STANDARD
ISO country | BW | Botswana | CFIHOS-60002026 | ISO 3166-1:2020 | 2020-11-27 14:55 | 2021-10-12 16:02 |  | CR0032 | STANDARD
ISO country | BY | Belarus | CFIHOS-60002017 | ISO 3166-1:2020 | 2020-11-27 14:55 | 2021-10-12 16:02 |  | CR0032 | STANDARD
ISO country | BZ | Belize | CFIHOS-60002019 | ISO 3166-1:2020 | 2020-11-27 14:55 | 2021-10-12 16:02 |  | CR0032 | STANDARD
ISO country | CA | Canada | CFIHOS-60002038 | ISO 3166-1:2020 | 2020-11-27 14:55 | 2021-10-12 16:02 |  | CR0032 | STANDARD
ISO country | CC | Cocos (Keeling) Islands | CFIHOS-60002047 | ISO 3166-1:2020 | 2020-11-27 14:55 | 2021-10-12 16:02 |  | CR0032 | STANDARD
ISO country | CD | Democratic Republic of the Congo | CFIHOS-60002060 | ISO 3166-1:2020 | 2020-11-27 14:55 | 2021-10-12 16:02 |  | CR0032 | STANDARD
ISO country | CF | Central African Republic | CFIHOS-60002040 | ISO 3166-1:2020 | 2020-11-27 14:55 | 2021-10-12 16:02 |  | CR0032 | STANDARD
ISO country | CG | Congo | CFIHOS-60002050 | ISO 3166-1:2020 | 2020-11-27 14:55 | 2021-10-12 16:02 |  | CR0032 | STANDARD
ISO country | CH | Switzerland | CFIHOS-60002212 | ISO 3166-1:2020 | 2020-11-27 14:55 | 2021-10-12 16:02 |  | CR0032 | STANDARD
ISO country | CI | Côte d'Ivoire | CFIHOS-60002058 | ISO 3166-1:2020 | 2020-11-27 14:55 | 2021-10-12 16:02 |  | CR0032 | STANDARD
ISO country | CK | Cook Islands | CFIHOS-60002051 | ISO 3166-1:2020 | 2020-11-27 14:55 | 2021-10-12 16:02 |  | CR0032 | STANDARD
ISO country | CL | Chile | CFIHOS-60002042 | ISO 3166-1:2020 | 2020-11-27 14:55 | 2021-10-12 16:02 |  | CR0032 | STANDARD
ISO country | CM | Cameroon | CFIHOS-60002037 | ISO 3166-1:2020 | 2020-11-27 14:55 | 2021-10-12 16:02 |  | CR0032 | STANDARD
ISO country | CN | China | CFIHOS-60002043 | ISO 3166-1:2020 | 2020-11-27 14:55 | 2021-10-12 16:02 |  | CR0032 | STANDARD
ISO country | CO | Colombia | CFIHOS-60002048 | ISO 3166-1:2020 | 2020-11-27 14:55 | 2021-10-12 16:02 |  | CR0032 | STANDARD
ISO country | CR | Costa Rica | CFIHOS-60002052 | ISO 3166-1:2020 | 2020-11-27 14:55 | 2021-10-12 16:02 |  | CR0032 | STANDARD
ISO country | CU | Cuba | CFIHOS-60002054 | ISO 3166-1:2020 | 2020-11-27 14:55 | 2021-10-12 16:02 |  | CR0032 | STANDARD
ISO country | CV | Cabo Verde | CFIHOS-60002035 | ISO 3166-1:2020 | 2020-11-27 14:55 | 2021-10-12 16:02 |  | CR0032 | STANDARD
ISO country | CW | Curaçao | CFIHOS-60002055 | ISO 3166-1:2020 | 2020-11-27 14:55 | 2021-10-12 16:02 |  | CR0032 | STANDARD
ISO country | CX | Christmas Island | CFIHOS-60002046 | ISO 3166-1:2020 | 2020-11-27 14:55 | 2021-10-12 16:02 |  | CR0032 | STANDARD
ISO country | CY | Cyprus | CFIHOS-60002056 | ISO 3166-1:2020 | 2020-11-27 14:55 | 2021-10-12 16:02 |  | CR0032 | STANDARD
ISO country | CZ | Czechia | CFIHOS-60002057 | ISO 3166-1:2020 | 2020-11-27 14:55 | 2021-10-12 16:02 |  | CR0032 | STANDARD
ISO country | DE | Germany | CFIHOS-60002083 | ISO 3166-1:2020 | 2020-11-27 14:55 | 2021-10-12 16:02 |  | CR0032 | STANDARD
ISO country | DJ | Djibouti | CFIHOS-60002062 | ISO 3166-1:2020 | 2020-11-27 14:55 | 2021-10-12 16:02 |  | CR0032 | STANDARD
ISO country | DK | Denmark | CFIHOS-60002061 | ISO 3166-1:2020 | 2020-11-27 14:55 | 2021-10-12 16:02 |  | CR0032 | STANDARD
ISO country | DM | Dominica | CFIHOS-60002063 | ISO 3166-1:2020 | 2020-11-27 14:55 | 2021-10-12 16:02 |  | CR0032 | STANDARD
ISO country | DO | Dominican Republic | CFIHOS-60002064 | ISO 3166-1:2020 | 2020-11-27 14:55 | 2021-10-12 16:02 |  | CR0032 | STANDARD
ISO country | DZ | Algeria | CFIHOS-60002000 | ISO 3166-1:2020 | 2020-11-27 14:55 | 2021-10-12 16:02 |  | CR0032 | STANDARD
ISO country | EC | Ecuador | CFIHOS-60002065 | ISO 3166-1:2020 | 2020-11-27 14:55 | 2021-10-12 16:02 |  | CR0032 | STANDARD
ISO country | EE | Estonia | CFIHOS-60002070 | ISO 3166-1:2020 | 2020-11-27 14:55 | 2021-10-12 16:02 |  | CR0032 | STANDARD
ISO country | EG | Egypt | CFIHOS-60002066 | ISO 3166-1:2020 | 2020-11-27 14:55 | 2021-10-12 16:02 |  | CR0032 | STANDARD
ISO country | EH | Western Sahara | CFIHOS-60002241 | ISO 3166-1:2020 | 2020-11-27 14:55 | 2021-10-12 16:02 |  | CR0032 | STANDARD
ISO country | ER | Eritrea | CFIHOS-60002069 | ISO 3166-1:2020 | 2020-11-27 14:55 | 2021-10-12 16:02 |  | CR0032 | STANDARD
ISO country | ES | Spain | CFIHOS-60002204 | ISO 3166-1:2020 | 2020-11-27 14:55 | 2021-10-12 16:02 |  | CR0032 | STANDARD
ISO country | ET | Ethiopia | CFIHOS-60002071 | ISO 3166-1:2020 | 2020-11-27 14:55 | 2021-10-12 16:02 |  | CR0032 | STANDARD
ISO country | FI | Finland | CFIHOS-60002075 | ISO 3166-1:2020 | 2020-11-27 14:55 | 2021-10-12 16:02 |  | CR0032 | STANDARD
ISO country | FJ | Fiji | CFIHOS-60002074 | ISO 3166-1:2020 | 2020-11-27 14:55 | 2021-10-12 16:02 |  | CR0032 | STANDARD
ISO country | FK | Falkland Islands (Malvinas) | CFIHOS-60002072 | ISO 3166-1:2020 | 2020-11-27 14:55 | 2021-10-12 16:02 |  | CR0032 | STANDARD
ISO country | FM | Micronesia (Federated States of) | CFIHOS-60002140 | ISO 3166-1:2020 | 2020-11-27 14:55 | 2021-10-12 16:02 |  | CR0032 | STANDARD
ISO country | FO | Faroe Islands | CFIHOS-60002073 | ISO 3166-1:2020 | 2020-11-27 14:55 | 2021-10-12 16:02 |  | CR0032 | STANDARD
ISO country | FR | France | CFIHOS-60002076 | ISO 3166-1:2020 | 2020-11-27 14:55 | 2021-10-12 16:02 |  | CR0032 | STANDARD
ISO country | GA | Gabon | CFIHOS-60002080 | ISO 3166-1:2020 | 2020-11-27 14:55 | 2021-10-12 16:02 |  | CR0032 | STANDARD
ISO country | GB | United Kingdom of Great Britain and Northern Ireland | CFIHOS-60002230 | ISO 3166-1:2020 | 2020-11-27 14:55 | 2021-10-12 16:02 |  | CR0032 | STANDARD
ISO country | GD | Grenada | CFIHOS-60002088 | ISO 3166-1:2020 | 2020-11-27 14:55 | 2021-10-12 16:02 |  | CR0032 | STANDARD
ISO country | GE | Georgia | CFIHOS-60002082 | ISO 3166-1:2020 | 2020-11-27 14:55 | 2021-10-12 16:02 |  | CR0032 | STANDARD
ISO country | GF | French Guiana | CFIHOS-60002077 | ISO 3166-1:2020 | 2020-11-27 14:55 | 2021-10-12 16:02 |  | CR0032 | STANDARD
ISO country | GG | Guernsey | CFIHOS-60002092 | ISO 3166-1:2020 | 2020-11-27 14:55 | 2021-10-12 16:02 |  | CR0032 | STANDARD
ISO country | GH | Ghana | CFIHOS-60002084 | ISO 3166-1:2020 | 2020-11-27 14:55 | 2021-10-12 16:02 |  | CR0032 | STANDARD
ISO country | GI | Gibraltar | CFIHOS-60002085 | ISO 3166-1:2020 | 2020-11-27 14:55 | 2021-10-12 16:02 |  | CR0032 | STANDARD
ISO country | GL | Greenland | CFIHOS-60002087 | ISO 3166-1:2020 | 2020-11-27 14:55 | 2021-10-12 16:02 |  | CR0032 | STANDARD
ISO country | GM | Gambia | CFIHOS-60002081 | ISO 3166-1:2020 | 2020-11-27 14:55 | 2021-10-12 16:02 |  | CR0032 | STANDARD
ISO country | GN | Guinea | CFIHOS-60002093 | ISO 3166-1:2020 | 2020-11-27 14:55 | 2021-10-12 16:02 |  | CR0032 | STANDARD
ISO country | GP | Guadeloupe | CFIHOS-60002089 | ISO 3166-1:2020 | 2020-11-27 14:55 | 2021-10-12 16:02 |  | CR0032 | STANDARD
ISO country | GQ | Equatorial Guinea | CFIHOS-60002068 | ISO 3166-1:2020 | 2020-11-27 14:55 | 2021-10-12 16:02 |  | CR0032 | STANDARD
ISO country | GR | Greece | CFIHOS-60002086 | ISO 3166-1:2020 | 2020-11-27 14:55 | 2021-10-12 16:02 |  | CR0032 | STANDARD
ISO country | GS | South Georgia and the South Sandwich Islands | CFIHOS-60002202 | ISO 3166-1:2020 | 2020-11-27 14:55 | 2021-10-12 16:02 |  | CR0032 | STANDARD
ISO country | GT | Guatemala | CFIHOS-60002091 | ISO 3166-1:2020 | 2020-11-27 14:55 | 2021-10-12 16:02 |  | CR0032 | STANDARD
ISO country | GU | Guam | CFIHOS-60002090 | ISO 3166-1:2020 | 2020-11-27 14:55 | 2021-10-12 16:02 |  | CR0032 | STANDARD
ISO country | GW | Guinea-Bissau | CFIHOS-60002094 | ISO 3166-1:2020 | 2020-11-27 14:55 | 2021-10-12 16:02 |  | CR0032 | STANDARD
ISO country | GY | Guyana | CFIHOS-60002095 | ISO 3166-1:2020 | 2020-11-27 14:55 | 2021-10-12 16:02 |  | CR0032 | STANDARD
ISO country | HK | China, Hong Kong Special Administrative Region | CFIHOS-60002044 | ISO 3166-1:2020 | 2020-11-27 14:55 | 2021-10-12 16:02 |  | CR0032 | STANDARD
ISO country | HM | Heard Island and McDonald Islands | CFIHOS-60002097 | ISO 3166-1:2020 | 2020-11-27 14:55 | 2021-10-12 16:02 |  | CR0032 | STANDARD
ISO country | HN | Honduras | CFIHOS-60002099 | ISO 3166-1:2020 | 2020-11-27 14:55 | 2021-10-12 16:02 |  | CR0032 | STANDARD
ISO language | ja | Japanese | CFIHOS-60001891 | ISO 639-1:2002 | 2020-11-27 14:55 | 2021-10-12 16:02 |  | CR0032 | STANDARD
ISO language | jv | Javanese | CFIHOS-60001892 | ISO 639-1:2002 | 2020-11-27 14:55 | 2021-10-12 16:02 |  | CR0032 | STANDARD
ISO language | ka | Georgian | CFIHOS-60001893 | ISO 639-1:2002 | 2020-11-27 14:55 | 2021-10-12 16:02 |  | CR0032 | STANDARD
ISO language | kg | Kongo | CFIHOS-60001894 | ISO 639-1:2002 | 2020-11-27 14:55 | 2021-10-12 16:02 |  | CR0032 | STANDARD
ISO language | ki | Kikuyu; Gikuyu | CFIHOS-60001895 | ISO 639-1:2002 | 2020-11-27 14:55 | 2021-10-12 16:02 |  | CR0032 | STANDARD
ISO language | kj | Kuanyama; Kwanyama | CFIHOS-60001896 | ISO 639-1:2002 | 2020-11-27 14:55 | 2021-10-12 16:02 |  | CR0032 | STANDARD
ISO language | kk | Kazakh | CFIHOS-60001897 | ISO 639-1:2002 | 2020-11-27 14:55 | 2021-10-12 16:02 |  | CR0032 | STANDARD
ISO language | kl | Kalaallisut; Greenlandic | CFIHOS-60001898 | ISO 639-1:2002 | 2020-11-27 14:55 | 2021-10-12 16:02 |  | CR0032 | STANDARD
ISO language | km | Central Khmer | CFIHOS-60001899 | ISO 639-1:2002 | 2020-11-27 14:55 | 2021-10-12 16:02 |  | CR0032 | STANDARD
ISO language | kn | Kannada | CFIHOS-60001900 | ISO 639-1:2002 | 2020-11-27 14:55 | 2021-10-12 16:02 |  | CR0032 | STANDARD
ISO language | ko | Korean | CFIHOS-60001901 | ISO 639-1:2002 | 2020-11-27 14:55 | 2021-10-12 16:02 |  | CR0032 | STANDARD
ISO language | kr | Kanuri | CFIHOS-60001902 | ISO 639-1:2002 | 2020-11-27 14:55 | 2021-10-12 16:02 |  | CR0032 | STANDARD
ISO language | ks | Kashmiri | CFIHOS-60001903 | ISO 639-1:2002 | 2020-11-27 14:55 | 2021-10-12 16:02 |  | CR0032 | STANDARD
ISO language | ku | Kurdish | CFIHOS-60001904 | ISO 639-1:2002 | 2020-11-27 14:55 | 2021-10-12 16:02 |  | CR0032 | STANDARD
ISO language | kv | Komi | CFIHOS-60001905 | ISO 639-1:2002 | 2020-11-27 14:55 | 2021-10-12 16:02 |  | CR0032 | STANDARD
ISO language | kw | Cornish | CFIHOS-60001906 | ISO 639-1:2002 | 2020-11-27 14:55 | 2021-10-12 16:02 |  | CR0032 | STANDARD
ISO language | ky | Kirghiz; Kyrgyz | CFIHOS-60001907 | ISO 639-1:2002 | 2020-11-27 14:55 | 2021-10-12 16:02 |  | CR0032 | STANDARD
ISO language | la | Latin | CFIHOS-60001908 | ISO 639-1:2002 | 2020-11-27 14:55 | 2021-10-12 16:02 |  | CR0032 | STANDARD
ISO language | lb | Luxembourgish; Letzeburgesch | CFIHOS-60001909 | ISO 639-1:2002 | 2020-11-27 14:55 | 2021-10-12 16:02 |  | CR0032 | STANDARD
ISO language | lg | Ganda | CFIHOS-60001910 | ISO 639-1:2002 | 2020-11-27 14:55 | 2021-10-12 16:02 |  | CR0032 | STANDARD
ISO language | li | Limburgan; Limburger; Limburgish | CFIHOS-60001911 | ISO 639-1:2002 | 2020-11-27 14:55 | 2021-10-12 16:02 |  | CR0032 | STANDARD
ISO language | ln | Lingala | CFIHOS-60001912 | ISO 639-1:2002 | 2020-11-27 14:55 | 2021-10-12 16:02 |  | CR0032 | STANDARD
ISO language | lo | Lao | CFIHOS-60001913 | ISO 639-1:2002 | 2020-11-27 14:55 | 2021-10-12 16:02 |  | CR0032 | STANDARD
ISO language | lt | Lithuanian | CFIHOS-60001914 | ISO 639-1:2002 | 2020-11-27 14:55 | 2021-10-12 16:02 |  | CR0032 | STANDARD
ISO language | lu | Luba-Katanga | CFIHOS-60001915 | ISO 639-1:2002 | 2020-11-27 14:55 | 2021-10-12 16:02 |  | CR0032 | STANDARD
ISO language | lv | Latvian | CFIHOS-60001916 | ISO 639-1:2002 | 2020-11-27 14:55 | 2021-10-12 16:02 |  | CR0032 | STANDARD
ISO language | mg | Malagasy | CFIHOS-60001917 | ISO 639-1:2002 | 2020-11-27 14:55 | 2021-10-12 16:02 |  | CR0032 | STANDARD
ISO language | mh | Marshallese | CFIHOS-60001918 | ISO 639-1:2002 | 2020-11-27 14:55 | 2021-10-12 16:02 |  | CR0032 | STANDARD
ISO language | mi | Maori | CFIHOS-60001919 | ISO 639-1:2002 | 2020-11-27 14:55 | 2021-10-12 16:02 |  | CR0032 | STANDARD
ISO language | mk | Macedonian | CFIHOS-60001920 | ISO 639-1:2002 | 2020-11-27 14:55 | 2021-10-12 16:02 |  | CR0032 | STANDARD
ISO language | ml | Malayalam | CFIHOS-60001921 | ISO 639-1:2002 | 2020-11-27 14:55 | 2021-10-12 16:02 |  | CR0032 | STANDARD
ISO language | mn | Mongolian | CFIHOS-60001922 | ISO 639-1:2002 | 2020-11-27 14:55 | 2021-10-12 16:02 |  | CR0032 | STANDARD
ISO language | mr | Marathi | CFIHOS-60001923 | ISO 639-1:2002 | 2020-11-27 14:55 | 2021-10-12 16:02 |  | CR0032 | STANDARD
ISO language | ms | Malay | CFIHOS-60001924 | ISO 639-1:2002 | 2020-11-27 14:55 | 2021-10-12 16:02 |  | CR0032 | STANDARD
ISO language | mt | Maltese | CFIHOS-60001925 | ISO 639-1:2002 | 2020-11-27 14:55 | 2021-10-12 16:02 |  | CR0032 | STANDARD
ISO language | my | Burmese | CFIHOS-60001926 | ISO 639-1:2002 | 2020-11-27 14:55 | 2021-10-12 16:02 |  | CR0032 | STANDARD
ISO language | na | Nauru | CFIHOS-60001927 | ISO 639-1:2002 | 2020-11-27 14:55 | 2021-10-12 16:02 |  | CR0032 | STANDARD
ISO language | nb | Bokmål, Norwegian; Norwegian Bokmål | CFIHOS-60001928 | ISO 639-1:2002 | 2020-11-27 14:55 | 2021-10-12 16:02 |  | CR0032 | STANDARD
ISO language | nd | Ndebele, North; North Ndebele | CFIHOS-60001929 | ISO 639-1:2002 | 2020-11-27 14:55 | 2021-10-12 16:02 |  | CR0032 | STANDARD
ISO language | ne | Nepali | CFIHOS-60001930 | ISO 639-1:2002 | 2020-11-27 14:55 | 2021-10-12 16:02 |  | CR0032 | STANDARD
ISO language | ng | Ndonga | CFIHOS-60001931 | ISO 639-1:2002 | 2020-11-27 14:55 | 2021-10-12 16:02 |  | CR0032 | STANDARD
ISO language | nl | Dutch; Flemish | CFIHOS-60001692 | ISO 639-1:2002 | 2019-03-29 14:51 | 2021-10-12 16:02 |  | CR0027;CR0030;CR0032;FR69 | STANDARD
ISO language | nn | Norwegian Nynorsk; Nynorsk, Norwegian | CFIHOS-60001932 | ISO 639-1:2002 | 2020-11-27 14:55 | 2021-10-12 16:02 |  | CR0032 | STANDARD
ISO language | no | Norwegian | CFIHOS-60001933 | ISO 639-1:2002 | 2020-11-27 14:55 | 2021-10-12 16:02 |  | CR0032 | STANDARD
ISO language | nr | Ndebele, South; South Ndebele | CFIHOS-60001934 | ISO 639-1:2002 | 2020-11-27 14:55 | 2021-10-12 16:02 |  | CR0032 | STANDARD
ISO language | nv | Navajo; Navaho | CFIHOS-60001935 | ISO 639-1:2002 | 2020-11-27 14:55 | 2021-10-12 16:02 |  | CR0032 | STANDARD
ISO language | ny | Chichewa; Chewa; Nyanja | CFIHOS-60001936 | ISO 639-1:2002 | 2020-11-27 14:55 | 2021-10-12 16:02 |  | CR0032 | STANDARD
ISO language | oc | Occitan | CFIHOS-60001937 | ISO 639-1:2002 | 2020-11-27 14:55 | 2021-10-12 16:02 |  | CR0032 | STANDARD
ISO language | oj | Ojibwa | CFIHOS-60001938 | ISO 639-1:2002 | 2020-11-27 14:55 | 2021-10-12 16:02 |  | CR0032 | STANDARD
ISO language | om | Oromo | CFIHOS-60001939 | ISO 639-1:2002 | 2020-11-27 14:55 | 2021-10-12 16:02 |  | CR0032 | STANDARD
ISO language | or | Oriya | CFIHOS-60001940 | ISO 639-1:2002 | 2020-11-27 14:55 | 2021-10-12 16:02 |  | CR0032 | STANDARD
ISO language | os | Ossetian; Ossetic | CFIHOS-60001941 | ISO 639-1:2002 | 2020-11-27 14:55 | 2021-10-12 16:02 |  | CR0032 | STANDARD
ISO language | pa | Panjabi; Punjabi | CFIHOS-60001942 | ISO 639-1:2002 | 2020-11-27 14:55 | 2021-10-12 16:02 |  | CR0032 | STANDARD
ISO language | pi | Pali | CFIHOS-60001943 | ISO 639-1:2002 | 2020-11-27 14:55 | 2021-10-12 16:02 |  | CR0032 | STANDARD
ISO language | pl | Polish | CFIHOS-60001944 | ISO 639-1:2002 | 2020-11-27 14:55 | 2021-10-12 16:02 |  | CR0032 | STANDARD
ISO language | ps | Pushto; Pashto | CFIHOS-60001945 | ISO 639-1:2002 | 2020-11-27 14:55 | 2021-10-12 16:02 |  | CR0032 | STANDARD
ISO language | pt | Portuguese | CFIHOS-60001946 | ISO 639-1:2002 | 2020-11-27 14:55 | 2021-10-12 16:02 |  | CR0032 | STANDARD
ISO language | qu | Quechua | CFIHOS-60001947 | ISO 639-1:2002 | 2020-11-27 14:55 | 2021-10-12 16:02 |  | CR0032 | STANDARD
ISO language | rm | Romansh | CFIHOS-60001948 | ISO 639-1:2002 | 2020-11-27 14:55 | 2021-10-12 16:02 |  | CR0032 | STANDARD
ISO language | rn | Rundi | CFIHOS-60001949 | ISO 639-1:2002 | 2020-11-27 14:55 | 2021-10-12 16:02 |  | CR0032 | STANDARD
ISO language | ro | Romanian; Moldavian; Moldovan | CFIHOS-60001950 | ISO 639-1:2002 | 2020-11-27 14:55 | 2021-10-12 16:02 |  | CR0032 | STANDARD
ISO language | ru | Russian | CFIHOS-60001693 | ISO 639-1:2002 | 2019-03-29 14:51 | 2021-10-12 16:02 |  | CR0027;CR0030;CR0032;FR69 | STANDARD
ISO language | rw | Kinyarwanda | CFIHOS-60001951 | ISO 639-1:2002 | 2020-11-27 14:55 | 2021-10-12 16:02 |  | CR0032 | STANDARD
ISO language | sa | Sanskrit | CFIHOS-60001952 | ISO 639-1:2002 | 2020-11-27 14:55 | 2021-10-12 16:02 |  | CR0032 | STANDARD
ISO language | sc | Sardinian | CFIHOS-60001953 | ISO 639-1:2002 | 2020-11-27 14:55 | 2021-10-12 16:02 |  | CR0032 | STANDARD
ISO language | sd | Sindhi | CFIHOS-60001954 | ISO 639-1:2002 | 2020-11-27 14:55 | 2021-10-12 16:02 |  | CR0032 | STANDARD
ISO language | se | Northern Sami | CFIHOS-60001955 | ISO 639-1:2002 | 2020-11-27 14:55 | 2021-10-12 16:02 |  | CR0032 | STANDARD
ISO language | sg | Sango | CFIHOS-60001956 | ISO 639-1:2002 | 2020-11-27 14:55 | 2021-10-12 16:02 |  | CR0032 | STANDARD
ISO language | si | Sinhala; Sinhalese | CFIHOS-60001957 | ISO 639-1:2002 | 2020-11-27 14:55 | 2021-10-12 16:02 |  | CR0032 | STANDARD
ISO language | sk | Slovak | CFIHOS-60001958 | ISO 639-1:2002 | 2020-11-27 14:55 | 2021-10-12 16:02 |  | CR0032 | STANDARD
ISO language | sl | Slovenian | CFIHOS-60001959 | ISO 639-1:2002 | 2020-11-27 14:55 | 2021-10-12 16:02 |  | CR0032 | STANDARD
ISO language | sm | Samoan | CFIHOS-60001960 | ISO 639-1:2002 | 2020-11-27 14:55 | 2021-10-12 16:02 |  | CR0032 | STANDARD
ISO language | sn | Shona | CFIHOS-60001961 | ISO 639-1:2002 | 2020-11-27 14:55 | 2021-10-12 16:02 |  | CR0032 | STANDARD
ISO language | so | Somali | CFIHOS-60001962 | ISO 639-1:2002 | 2020-11-27 14:55 | 2021-10-12 16:02 |  | CR0032 | STANDARD
ISO language | sq | Albanian | CFIHOS-60001963 | ISO 639-1:2002 | 2020-11-27 14:55 | 2021-10-12 16:02 |  | CR0032 | STANDARD
ISO language | sr | Serbian | CFIHOS-60001964 | ISO 639-1:2002 | 2020-11-27 14:55 | 2021-10-12 16:02 |  | CR0032 | STANDARD
ISO language | ss | Swati | CFIHOS-60001965 | ISO 639-1:2002 | 2020-11-27 14:55 | 2021-10-12 16:02 |  | CR0032 | STANDARD
ISO language | st | Sotho, Southern | CFIHOS-60001966 | ISO 639-1:2002 | 2020-11-27 14:55 | 2021-10-12 16:02 |  | CR0032 | STANDARD
ISO language | su | Sundanese | CFIHOS-60001967 | ISO 639-1:2002 | 2020-11-27 14:55 | 2021-10-12 16:02 |  | CR0032 | STANDARD
ISO language | sv | Swedish | CFIHOS-60001968 | ISO 639-1:2002 | 2020-11-27 14:55 | 2021-10-12 16:02 |  | CR0032 | STANDARD
ISO language | sw | Swahili | CFIHOS-60001969 | ISO 639-1:2002 | 2020-11-27 14:55 | 2021-10-12 16:02 |  | CR0032 | STANDARD
ISO language | ta | Tamil | CFIHOS-60001970 | ISO 639-1:2002 | 2020-11-27 14:55 | 2021-10-12 16:02 |  | CR0032 | STANDARD
ISO language | te | Telugu | CFIHOS-60001971 | ISO 639-1:2002 | 2020-11-27 14:55 | 2021-10-12 16:02 |  | CR0032 | STANDARD
ISO language | tg | Tajik | CFIHOS-60001972 | ISO 639-1:2002 | 2020-11-27 14:55 | 2021-10-12 16:02 |  | CR0032 | STANDARD
ISO language | th | Thai | CFIHOS-60001973 | ISO 639-1:2002 | 2020-11-27 14:55 | 2021-10-12 16:02 |  | CR0032 | STANDARD
ISO language | ti | Tigrinya | CFIHOS-60001974 | ISO 639-1:2002 | 2020-11-27 14:55 | 2021-10-12 16:02 |  | CR0032 | STANDARD
ISO language | tk | Turkmen | CFIHOS-60001975 | ISO 639-1:2002 | 2020-11-27 14:55 | 2021-10-12 16:02 |  | CR0032 | STANDARD
ISO language | tl | Tagalog | CFIHOS-60001976 | ISO 639-1:2002 | 2020-11-27 14:55 | 2021-10-12 16:02 |  | CR0032 | STANDARD
ISO language | tn | Tswana | CFIHOS-60001977 | ISO 639-1:2002 | 2020-11-27 14:55 | 2021-10-12 16:02 |  | CR0032 | STANDARD
ISO language | to | Tonga | CFIHOS-60001978 | ISO 639-1:2002 | 2020-11-27 14:55 | 2021-10-12 16:02 |  | CR0032 | STANDARD
ISO language | tr | Turkish | CFIHOS-60001979 | ISO 639-1:2002 | 2020-11-27 14:55 | 2021-10-12 16:02 |  | CR0032 | STANDARD
ISO language | ts | Tsonga | CFIHOS-60001980 | ISO 639-1:2002 | 2020-11-27 14:55 | 2021-10-12 16:02 |  | CR0032 | STANDARD
ISO language | tt | Tatar | CFIHOS-60001981 | ISO 639-1:2002 | 2020-11-27 14:55 | 2021-10-12 16:02 |  | CR0032 | STANDARD
ISO language | tw | Twi | CFIHOS-60001982 | ISO 639-1:2002 | 2020-11-27 14:55 | 2021-10-12 16:02 |  | CR0032 | STANDARD
ISO language | ty | Tahitian | CFIHOS-60001983 | ISO 639-1:2002 | 2020-11-27 14:55 | 2021-10-12 16:02 |  | CR0032 | STANDARD
ISO language | ug | Uighur; Uyghur | CFIHOS-60001984 | ISO 639-1:2002 | 2020-11-27 14:55 | 2021-10-12 16:02 |  | CR0032 | STANDARD
ISO language | uk | Ukrainian | CFIHOS-60001985 | ISO 639-1:2002 | 2020-11-27 14:55 | 2021-10-12 16:02 |  | CR0032 | STANDARD
ISO language | ur | Urdu | CFIHOS-60001986 | ISO 639-1:2002 | 2020-11-27 14:55 | 2021-10-12 16:02 |  | CR0032 | STANDARD
ISO language | uz | Uzbek | CFIHOS-60001987 | ISO 639-1:2002 | 2020-11-27 14:55 | 2021-10-12 16:02 |  | CR0032 | STANDARD
ISO language | ve | Venda | CFIHOS-60001988 | ISO 639-1:2002 | 2020-11-27 14:55 | 2021-10-12 16:02 |  | CR0032 | STANDARD
ISO language | vi | Vietnamese | CFIHOS-60001989 | ISO 639-1:2002 | 2020-11-27 14:55 | 2021-10-12 16:02 |  | CR0032 | STANDARD
ISO language | vo | Volapük | CFIHOS-60001990 | ISO 639-1:2002 | 2020-11-27 14:55 | 2021-10-12 16:02 |  | CR0032 | STANDARD
ISO language | wa | Walloon | CFIHOS-60001991 | ISO 639-1:2002 | 2020-11-27 14:55 | 2021-10-12 16:02 |  | CR0032 | STANDARD
ISO language | wo | Wolof | CFIHOS-60001992 | ISO 639-1:2002 | 2020-11-27 14:55 | 2021-10-12 16:02 |  | CR0032 | STANDARD
ISO language | xh | Xhosa | CFIHOS-60001993 | ISO 639-1:2002 | 2020-11-27 14:55 | 2021-10-12 16:02 |  | CR0032 | STANDARD
ISO language | yi | Yiddish | CFIHOS-60001994 | ISO 639-1:2002 | 2020-11-27 14:55 | 2021-10-12 16:02 |  | CR0032 | STANDARD
ISO language | yo | Yoruba | CFIHOS-60001995 | ISO 639-1:2002 | 2020-11-27 14:55 | 2021-10-12 16:02 |  | CR0032 | STANDARD
ISO language | za | Zhuang; Chuang | CFIHOS-60001996 | ISO 639-1:2002 | 2020-11-27 14:55 | 2021-10-12 16:02 |  | CR0032 | STANDARD
ISO language | zh | Chinese | CFIHOS-60001695 | ISO 639-1:2002 | 2019-03-29 14:51 | 2021-10-12 16:02 |  | CR0027;CR0030;CR0032;FR69 | STANDARD
ISO language | zu | Zulu | CFIHOS-60001997 | ISO 639-1:2002 | 2020-11-27 14:55 | 2021-10-12 16:02 |  | CR0032 | STANDARD
TEMA type | AEL |  | CFIHOS-60000106 |  | 2017-02-13 23:00 | 2021-10-12 16:02 |  | V1.2 | STANDARD
TEMA type | AEM |  | CFIHOS-60000107 |  | 2017-02-13 23:00 | 2021-10-12 16:02 |  | V1.2 | STANDARD
TEMA type | AEN |  | CFIHOS-60000108 |  | 2017-02-13 23:00 | 2021-10-12 16:02 |  | V1.2 | STANDARD
TEMA type | AES |  | CFIHOS-60000110 |  | 2017-02-13 23:00 | 2021-10-12 16:02 |  | V1.2 | STANDARD
TEMA type | AET |  | CFIHOS-60000111 |  | 2017-02-13 23:00 | 2021-10-12 16:02 |  | V1.2 | STANDARD
TEMA type | AEU |  | CFIHOS-60000112 |  | 2017-02-13 23:00 | 2021-10-12 16:02 |  | V1.2 | STANDARD
TEMA type | AEW |  | CFIHOS-60000113 |  | 2017-02-13 23:00 | 2021-10-12 16:02 |  | V1.2 | STANDARD
TEMA type | AFL |  | CFIHOS-60000116 |  | 2017-02-13 23:00 | 2021-10-12 16:02 |  | V1.2 | STANDARD
TEMA type | AFT |  | CFIHOS-60000117 |  | 2017-02-13 23:00 | 2021-10-12 16:02 |  | V1.2 | STANDARD
TEMA type | AFU |  | CFIHOS-60000118 |  | 2017-02-13 23:00 | 2021-10-12 16:02 |  | V1.2 | STANDARD
TEMA type | AGL |  | CFIHOS-60000119 |  | 2017-02-13 23:00 | 2021-10-12 16:02 |  | V1.2 | STANDARD
TEMA type | AGT |  | CFIHOS-60000120 |  | 2017-02-13 23:00 | 2021-10-12 16:02 |  | V1.2 | STANDARD
TEMA type | AGU |  | CFIHOS-60000121 |  | 2017-02-13 23:00 | 2021-10-12 16:02 |  | V1.2 | STANDARD
TEMA type | AHT |  | CFIHOS-60000122 |  | 2017-02-13 23:00 | 2021-10-12 16:02 |  | V1.2 | STANDARD
TEMA type | AHU |  | CFIHOS-60000123 |  | 2017-02-13 23:00 | 2021-10-12 16:02 |  | V1.2 | STANDARD
TEMA type | AJM |  | CFIHOS-60000130 |  | 2017-02-13 23:00 | 2021-10-12 16:02 |  | V1.2 | STANDARD
TEMA type | AJT |  | CFIHOS-60000131 |  | 2017-02-13 23:00 | 2021-10-12 16:02 |  | V1.2 | STANDARD
TEMA type | AJU |  | CFIHOS-60000132 |  | 2017-02-13 23:00 | 2021-10-12 16:02 |  | V1.2 | STANDARD
TEMA type | AKL |  | CFIHOS-60000133 |  | 2017-02-13 23:00 | 2021-10-12 16:02 |  | V1.2 | STANDARD
TEMA type | AKT |  | CFIHOS-60000134 |  | 2017-02-13 23:00 | 2021-10-12 16:02 |  | V1.2 | STANDARD
TEMA type | AKU |  | CFIHOS-60000135 |  | 2017-02-13 23:00 | 2021-10-12 16:02 |  | V1.2 | STANDARD
TEMA type | BCF | bcf | CFIHOS-60000229 |  | 2017-02-13 23:00 | 2021-10-12 16:02 |  | V1.2 | STANDARD
TEMA type | BEM |  | CFIHOS-60000230 |  | 2017-02-13 23:00 | 2021-10-12 16:02 |  | V1.2 | STANDARD
TEMA type | BES |  | CFIHOS-60000232 |  | 2017-02-13 23:00 | 2021-10-12 16:02 |  | V1.2 | STANDARD
TEMA type | BET |  | CFIHOS-60000233 |  | 2017-02-13 23:00 | 2021-10-12 16:02 |  | V1.2 | STANDARD
TEMA type | BEU |  | CFIHOS-60000234 |  | 2017-02-13 23:00 | 2021-10-12 16:02 |  | V1.2 | STANDARD
TEMA type | BFU |  | CFIHOS-60000236 |  | 2017-02-13 23:00 | 2021-10-12 16:02 |  | V1.2 | STANDARD
TEMA type | BJM |  | CFIHOS-60000237 |  | 2017-02-13 23:00 | 2021-10-12 16:02 |  | V1.2 | STANDARD
TEMA type | BJT |  | CFIHOS-60000238 |  | 2017-02-13 23:00 | 2021-10-12 16:02 |  | V1.2 | STANDARD
TEMA type | BJU |  | CFIHOS-60000239 |  | 2017-02-13 23:00 | 2021-10-12 16:02 |  | V1.2 | STANDARD
TEMA type | BKT |  | CFIHOS-60000240 |  | 2017-02-13 23:00 | 2021-10-12 16:02 |  | V1.2 | STANDARD
TEMA type | BKU |  | CFIHOS-60000241 |  | 2017-02-13 23:00 | 2021-10-12 16:02 |  | V1.2 | STANDARD
TEMA type | CES |  | CFIHOS-60000282 |  | 2017-02-13 23:00 | 2021-10-12 16:02 |  | V1.2 | STANDARD
TEMA type | CEU |  | CFIHOS-60000287 |  | 2017-02-13 23:00 | 2021-10-12 16:02 |  | V1.2 | STANDARD
TEMA type | CFU |  | CFIHOS-60000289 |  | 2017-02-13 23:00 | 2021-10-12 16:02 |  | V1.2 | STANDARD
TEMA type | CGU |  | CFIHOS-60000290 |  | 2017-02-13 23:00 | 2021-10-12 16:02 |  | V1.2 | STANDARD
TEMA type | CHU |  | CFIHOS-60000303 |  | 2017-02-13 23:00 | 2021-10-12 16:02 |  | V1.2 | STANDARD
TEMA type | CJU |  | CFIHOS-60000304 |  | 2017-02-13 23:00 | 2021-10-12 16:02 |  | V1.2 | STANDARD
TEMA type | CKU |  | CFIHOS-60000305 |  | 2017-02-13 23:00 | 2021-10-12 16:02 |  | V1.2 | STANDARD
TEMA type | DKU |  | CFIHOS-60000380 |  | 2017-02-13 23:00 | 2021-10-12 16:02 |  | V1.2 | STANDARD
TEMA type | NON-TEMA |  | CFIHOS-60000876 |  | 2017-02-13 23:00 | 2021-10-12 16:02 |  | V1.2 | STANDARD
actuation service | Modulating | Modulating | CFIHOS-60001817 |  | 2019-10-01 03:08 | 2021-10-12 16:02 |  | CR0029;FR69 | STANDARD
actuation service | On Off | On Off | CFIHOS-60001818 |  | 2019-10-01 03:08 | 2021-10-12 16:02 |  | CR0029;FR69 | STANDARD
actuator motion | linear electric |  | CFIHOS-60000769 |  | 2017-02-13 23:00 | 2021-10-12 16:02 |  | FR69 | STANDARD
actuator motion | linear electro-hydraulic |  | CFIHOS-60000770 |  | 2017-02-13 23:00 | 2021-10-12 16:02 |  | FR69 | STANDARD
actuator motion | linear hydraulic |  | CFIHOS-60000771 |  | 2017-02-13 23:00 | 2021-10-12 16:02 |  | FR69 | STANDARD
actuator motion | linear pneumatic |  | CFIHOS-60000772 |  | 2017-02-13 23:00 | 2021-10-12 16:02 |  | FR69 | STANDARD
actuator motion | rotary electric |  | CFIHOS-60001056 |  | 2017-02-13 23:00 | 2021-10-12 16:02 |  | FR69 | STANDARD
actuator motion | rotary electro-hydraulic |  | CFIHOS-60001057 |  | 2017-02-13 23:00 | 2021-10-12 16:02 |  | FR69 | STANDARD
actuator motion | rotary hydraulic |  | CFIHOS-60001058 |  | 2017-02-13 23:00 | 2021-10-12 16:02 |  | FR69 | STANDARD
actuator motion | rotary pneumatic |  | CFIHOS-60001059 |  | 2017-02-13 23:00 | 2021-10-12 16:02 |  | FR69 | STANDARD
actuator seal material | Other |  | CFIHOS-60000900 |  | 2017-02-13 23:00 | 2021-10-12 16:02 |  | V1.2 | STANDARD
actuator seal material | PEEK |  | CFIHOS-60000937 |  | 2017-02-13 23:00 | 2021-10-12 16:02 |  | FR69 | STANDARD
actuator seal material | PTFE |  | CFIHOS-60001025 |  | 2017-02-13 23:00 | 2021-10-12 16:02 |  | FR69 | STANDARD
air cooler type | dry service |  | CFIHOS-60000389 |  | 2017-02-13 23:00 | 2021-10-12 16:02 |  | FR69 | STANDARD
air cooler type | wet service |  | CFIHOS-60001370 |  | 2017-02-13 23:00 | 2021-10-12 16:02 |  | FR69 | STANDARD
asset type | Area | An Area represents a part of the geographical surface occupied by a Plant. Areas are created to identify the physical location of Equipment within a Plant. | CFIHOS-60000204 |  | 2017-02-13 23:00 | 2021-10-12 16:02 |  | CR0003;FR69 | STANDARD
asset type | Equipment | An Equipment is a physical object designed to perform a Tag function. | CFIHOS-60000452 |  | 2017-02-13 23:00 | 2021-10-12 16:02 |  | CR0003;FR69 | STANDARD
asset type | Model_Part | A Model Part represents a type of Equipment that is manufactured by a Manufacturer/Supplier. A Manufacturer/Supplier's catalogue contains the list of Model Part that a manufacturer can build. | CFIHOS-60000812 |  | 2017-02-13 23:00 | 2021-10-12 16:02 |  | CR0003;FR69 | STANDARD
asset type | Plant | A plant is an assembly of Equipment that perform a physical or chemical process. (This includes the processes of transportation and storage of materials.) A Plant represents the high level function to be performed, and during the design, a Plant is decomposed in Process Units and Tags. | CFIHOS-60000950 |  | 2017-02-13 23:00 | 2021-10-12 16:02 |  | CR0003;FR69 | STANDARD
asset type | Process_Unit | Process Units are created to decompose the high level Plant function into more granular sub-functions. This plant breakdown structure is decided by the process engineer. | CFIHOS-60000988 |  | 2017-02-13 23:00 | 2021-10-12 16:02 |  | CR0003;FR69 | STANDARD
asset type | Site | A site represents a geographical surface that can be identified on a map. | CFIHOS-60001213 |  | 2017-02-13 23:00 | 2021-10-12 16:02 |  | CR0003;FR69 | STANDARD
asset type | Tag | Tags are created to decompose a high level Process Unit function into more granular sub-functions. | CFIHOS-60001285 |  | 2017-02-13 23:00 | 2021-10-12 16:02 |  | CR0003;FR69 | STANDARD
battery construction | sealed |  | CFIHOS-60001188 |  | 2017-02-13 23:00 | 2021-10-12 16:02 |  | FR69 | STANDARD
battery construction | vented | An electric battery cell having a cover provided with an opening through which products of electrolysis and evaporation are allowed to escape freely from the cell to the atmosphere | CFIHOS-60001328 |  | 2017-02-13 23:00 | 2021-10-12 16:02 |  | V1.2 | STANDARD
boiler type | fire tube | A fired boiler in which the hot furnace gases, on their way to the chimney, pass through tubes in the water space, as opposed to a water-tube boiler. | CFIHOS-60000500 |  | 2017-02-13 23:00 | 2021-10-12 16:02 |  | V1.2 | STANDARD
boiler type | water tube |  | CFIHOS-60001349 |  | 2017-02-13 23:00 | 2021-10-12 16:02 |  | FR69 | STANDARD
burner type | combination |  | CFIHOS-60000317 |  | 2017-02-13 23:00 | 2021-10-12 16:02 |  | V1.2 | STANDARD
burner type | lox-nox |  | CFIHOS-60000779 |  | 2017-02-13 23:00 | 2021-10-12 16:02 |  | FR69 | STANDARD
burner type | nozzle | A physical object that has a protruding part through which a stream of fluid is directed. | CFIHOS-60000879 |  | 2017-02-13 23:00 | 2021-10-12 16:02 |  | V1.2 | STANDARD
burner type | open | A status that indicates access. | CFIHOS-60000895 |  | 2017-02-13 23:00 | 2021-10-12 16:02 |  | FR69 | STANDARD
burner type | pre-mix |  | CFIHOS-60000984 |  | 2017-02-13 23:00 | 2021-10-12 16:02 |  | FR69 | STANDARD
burner type | raw gas |  | CFIHOS-60001038 |  | 2017-02-13 23:00 | 2021-10-12 16:02 |  | FR69 | STANDARD
burner type | waste gas |  | CFIHOS-60001336 |  | 2017-02-13 23:00 | 2021-10-12 16:02 |  | FR69 | STANDARD
cable type | coaxial cable | An electric cable consisting of an inner conductor surrounded by an outer tubular conductor. | CFIHOS-60002290 |  | 2021-10-05 06:11 | 2021-10-12 16:02 |  | FR52 | STANDARD
cable type | control cable | A cable that is intended to be involved in some control function. | CFIHOS-60002291 |  | 2021-10-05 06:11 | 2021-10-12 16:02 |  | FR52 | STANDARD
cable type | fibre optic cable | A physical object that is an assembly comprising one or more optical fibres or fibre bundles inside a common covering designed to protect them against mechanical stresses and other environmental influences while retaining the transmission quality of the fibres | CFIHOS-60002292 |  | 2021-10-05 06:11 | 2021-10-12 16:02 |  | FR52 | STANDARD
cable type | high voltage cable | A high-voltage cable (HV cable) is a cable used for electric power transmission at high voltage | CFIHOS-60002293 |  | 2021-10-05 06:11 | 2021-10-12 16:02 |  | FR52 | STANDARD
cable type | low voltage cable | A low-voltage cable (LV cable) is a cable used for electric power transmission at low voltage | CFIHOS-60002294 |  | 2021-10-05 06:11 | 2021-10-12 16:02 |  | FR52 | STANDARD
capacitor bank cooling method | air | An odourless and colourless mixture of gases and vapours that surround the Earth. At sea level, the composition of dry air is mainly nitrogen (78.09%) and oxygen (20.95%), with an average relative molecular weight of 29. | CFIHOS-60000125 |  | 2017-02-13 23:00 | 2021-10-12 16:02 |  | FR69 | STANDARD
comparison operator | < | less than | CFIHOS-60002256 |  | 2021-10-05 06:11 | 2021-10-12 16:02 |  | FR14 | STANDARD
comparison operator | <= | less than or equal to | CFIHOS-60002257 |  | 2021-10-05 06:11 | 2021-10-12 16:02 |  | FR14 | STANDARD
comparison operator | <> | not equal | CFIHOS-60002261 |  | 2021-10-05 06:11 | 2021-10-12 16:02 |  | FR14 | STANDARD
comparison operator | = | equal | CFIHOS-60002258 |  | 2021-10-05 06:11 | 2021-10-12 16:02 |  | FR14 | STANDARD
comparison operator | > | greater than | CFIHOS-60002260 |  | 2021-10-05 06:11 | 2021-10-12 16:02 |  | FR14 | STANDARD
comparison operator | >= | greater than or equal to | CFIHOS-60002259 |  | 2021-10-05 06:11 | 2021-10-12 16:02 |  | FR14 | STANDARD
comparison operator | bw | is between two values | CFIHOS-60002318 |  | 2021-10-05 06:11 | 2021-10-13 11:56 |  | FR74 | STANDARD
comparison operator | in | is in the list of values provided here : | CFIHOS-60002262 |  | 2021-10-05 06:11 | 2021-10-12 16:02 |  | FR14 | STANDARD
confidentiality | confidential | Document is contractually confidential; Owner-Operator has responsibility to restrict access to the Document. | CFIHOS-60001642 |  | 2018-08-17 12:41 | 2021-10-12 16:02 | 2021-10-12T15:02:03.835Z | CR0008;CR0024 | TERMINATED
confidentiality | not confidential | Document is not contractually confidential; Owner-Operator has no contractual responsibility to restrict access to the Document. | CFIHOS-60001643 |  | 2018-08-17 12:41 | 2021-10-12 16:02 | 2021-10-12T15:02:03.835Z | CR0008;CR0024 | TERMINATED
connection type | butt-welded | butt-welded | CFIHOS-60001717 | API Recommended Practice 615:2016 | 2019-05-14 10:23 | 2021-10-12 16:02 |  | CR0028;FR69 | STANDARD
connection type | flanged | flanged | CFIHOS-60001718 | API Recommended Practice 615:2016 | 2019-05-14 10:23 | 2021-10-12 16:02 |  | CR0028;FR69 | STANDARD
connection type | socket welded | socket welded | CFIHOS-60001715 | API Recommended Practice 615:2016 | 2019-05-14 10:23 | 2021-10-12 16:02 |  | CR0028;FR69 | STANDARD
connection type | threaded | threaded | CFIHOS-60001716 | API Recommended Practice 615:2016 | 2019-05-14 10:23 | 2021-10-12 16:02 |  | CR0028;FR69 | STANDARD
controlled property | flow |  | CFIHOS-60000509 |  | 2017-02-13 23:00 | 2021-10-12 16:02 |  | FR69 | STANDARD
controlled property | level |  | CFIHOS-60000767 |  | 2017-02-13 23:00 | 2021-10-12 16:02 |  | FR69 | STANDARD
controlled property | other |  | CFIHOS-60000901 |  | 2017-02-13 23:00 | 2021-10-12 16:02 |  | V1.2 | STANDARD
controlled property | pressure | Force perpendicular to the area divided by area. p = dF/dA where dF is the perpendicular component of the force acting on the area element dA. The pressure is positive when the force is acting into the area. | CFIHOS-60000985 |  | 2017-02-13 23:00 | 2021-10-12 16:02 |  | FR69 | STANDARD
controlled property | temperature | The degree or intensity of heat or cold as measured on a thermometric scale, and a measure of whether two systems are relatively hot or cold with respect to one another. Two systems brought into contact will, after sufficient time, be in thermal equilibrium and will have the same temperature. | CFIHOS-60001287 |  | 2017-02-13 23:00 | 2021-10-12 16:02 |  | FR69 | STANDARD
cooling on | cylinder heads | A device that is a removeable top/part of the cylinder(s) on an internal combustion or steam engine. It may contain valve ports, cobustion chamber(s) and cooling water channels. | CFIHOS-60000357 |  | 2017-02-13 23:00 | 2021-10-12 16:02 |  | V1.2 | STANDARD
cooling on | cylinders |  | CFIHOS-60000358 |  | 2017-02-13 23:00 | 2021-10-12 16:02 |  | FR69 | STANDARD
document master review type | Reviewed |  | CFIHOS-60001033 |  | 2017-02-13 23:00 | 2021-10-12 16:02 | 2021-10-12T15:02:03.835Z | CR0003 | TERMINATED
document master review type | Reviewed and Approved |  | CFIHOS-60001034 |  | 2017-02-13 23:00 | 2021-10-12 16:02 | 2021-10-12T15:02:03.835Z | CR0003 | TERMINATED
document master review type | not specified | The review type is not specified. | CFIHOS-60001377 |  | 2017-02-13 23:00 | 2021-10-12 16:02 | 2021-10-12T15:02:03.835Z | CR0003 | TERMINATED
document review type | for information | for information only no review required | CFIHOS-60001483 |  | 2018-04-06 16:44 | 2021-10-12 16:02 |  | CR0003;FR69 | STANDARD
document review type | no review | No review will be done. | CFIHOS-60000831 |  | 2017-02-13 23:00 | 2021-10-12 16:02 | 2021-10-12T15:02:03.835Z | CR0023 | TERMINATED
document review type | not specified | The review type is not specified. | CFIHOS-60001671 |  | 2017-02-13 23:00 | 2021-10-12 16:02 |  | CR0027 | STANDARD
document review type | review and approve | principle approval is required | CFIHOS-60001484 |  | 2018-04-06 16:44 | 2021-10-12 16:02 |  | CR0003;FR69 | STANDARD
document review type | reviewed | Reviewed | CFIHOS-60001696 |  | 2019-04-17 13:33 | 2021-10-12 16:02 |  | CR0023 | STANDARD
document review type | sample | Only review a representative sample. A random sample of 5% shall be taken. If the sample has a non conformity then all documents of this type shall be rejected. | CFIHOS-60001063 |  | 2017-02-13 23:00 | 2021-10-12 16:02 | 2021-10-12T15:02:03.835Z | CR0023 | TERMINATED
document review type | thorough | All documents of this document type shall be reviewed in detail. | CFIHOS-60001278 |  | 2017-02-13 23:00 | 2021-10-12 16:02 | 2021-10-12T15:02:03.835Z | CR0023 | TERMINATED
document status code | AFC | Approved for Construction/Use | CFIHOS-60001679 |  | 2019-03-29 14:51 | 2021-10-12 16:02 |  | CR0027;CR0030;FR69 | STANDARD
document status code | AFD | Approved for Design | CFIHOS-60001673 |  | 2019-03-29 14:51 | 2021-10-12 16:02 |  | CR0027;CR0030;FR69 | STANDARD
document status code | AFP | Approved for Purchase | CFIHOS-60001677 |  | 2019-03-29 14:51 | 2021-10-12 16:02 |  | CR0027;CR0030;FR69 | STANDARD
document status code | AFT | Approved for Tender or Bid | CFIHOS-60001675 |  | 2019-03-29 14:51 | 2021-10-12 16:02 |  | CR0027;CR0030;FR69 | STANDARD
document status code | APP | document approved | CFIHOS-60001687 |  | 2019-03-29 14:51 | 2021-10-12 16:02 |  | CR0027;CR0030;FR69 | STANDARD
document status code | ASB | As Built; For Record | CFIHOS-60001688 |  | 2019-03-29 14:51 | 2021-10-12 16:02 | 2021-10-12T15:02:03.835Z | CR0027;CR0030;FR69 | TERMINATED
document status code | CAN | Cancelled or Void; document deemed obsolete; not for use | CFIHOS-60001689 |  | 2019-03-29 14:51 | 2021-10-12 16:02 |  | CR0027;CR0030;FR69 | STANDARD
document status code | IAB | Issued As-built | CFIHOS-60002301 |  | 2021-10-05 06:11 | 2021-10-12 16:02 |  | CR0027;CR0030;FR69;FR27 | STANDARD
document status code | IFA | Issued for Approval | CFIHOS-60001680 |  | 2019-03-29 14:51 | 2021-10-12 16:02 |  | CR0027;CR0030;FR69 | STANDARD
document status code | IFC | Issued for Construction | CFIHOS-60001678 |  | 2019-03-29 14:51 | 2021-10-12 16:02 |  | CR0027;CR0030;FR69 | STANDARD
document status code | IFD | Issued for Design | CFIHOS-60001672 |  | 2019-03-29 14:51 | 2021-10-12 16:02 |  | CR0027;CR0030;FR69 | STANDARD
document status code | IFH | Issued for HAZOP | CFIHOS-60001681 |  | 2019-03-29 14:51 | 2021-10-12 16:02 |  | CR0027;CR0030;FR69 | STANDARD
document status code | IFI | Issued for Information | CFIHOS-60001682 |  | 2019-03-29 14:51 | 2021-10-12 16:02 |  | CR0027;CR0030;FR69 | STANDARD
document status code | IFP | Issued for Purchase | CFIHOS-60001676 |  | 2019-03-29 14:51 | 2021-10-12 16:02 |  | CR0027;CR0030;FR69 | STANDARD
document status code | IFQ | Issued for Quotation | CFIHOS-60001683 |  | 2019-03-29 14:51 | 2021-10-12 16:02 |  | CR0027;CR0030;FR69 | STANDARD
document status code | IFR | Issued for Review | CFIHOS-60001684 |  | 2019-03-29 14:51 | 2021-10-12 16:02 |  | CR0027;CR0030;FR69 | STANDARD
document status code | IFT | Issued for Tender of Bid | CFIHOS-60001674 |  | 2019-03-29 14:51 | 2021-10-12 16:02 |  | CR0027;CR0030;FR69 | STANDARD
document status code | IFU | Issued for Use | CFIHOS-60002302 |  | 2021-10-05 06:11 | 2021-10-12 16:02 |  | CR0027;CR0030;FR69;FR27 | STANDARD
document status code | IFV | Issued for Field Verification | CFIHOS-60001685 |  | 2019-03-29 14:51 | 2021-10-12 16:02 |  | CR0027;CR0030;FR69 | STANDARD
document status code | SUP | document has been superceded by another document | CFIHOS-60001686 |  | 2019-03-29 14:51 | 2021-10-12 16:02 |  | CR0027;CR0030;FR69 | STANDARD
document status code | approved | Approved | CFIHOS-60001402 |  | 2017-02-13 23:00 | 2021-10-12 16:02 | 2021-10-12T15:02:03.835Z | CR0027 | TERMINATED
document status code | approved for construction | Approved for Construction | CFIHOS-60000114 |  | 2017-02-13 23:00 | 2021-10-12 16:02 | 2021-10-12T15:02:03.835Z | CR0023 | TERMINATED
document status code | approved for detail design | Approved for Detail Design | CFIHOS-60000115 |  | 2017-02-13 23:00 | 2021-10-12 16:02 | 2021-10-12T15:02:03.835Z | CR0023 | TERMINATED
document status code | approved for enquiry | Approved for Enquiry | CFIHOS-60001399 |  | 2017-02-13 23:00 | 2021-10-12 16:02 | 2021-10-12T15:02:03.835Z | CR0023 | TERMINATED
document status code | approved for front end engineering design | Approved for FEED | CFIHOS-60001400 |  | 2017-02-13 23:00 | 2021-10-12 16:02 | 2021-10-12T15:02:03.835Z | CR0023 | TERMINATED
document status code | approved for purchase | Approved for Purchase | CFIHOS-60001401 |  | 2017-02-13 23:00 | 2021-10-12 16:02 | 2021-10-12T15:02:03.835Z | CR0023 | TERMINATED
document status code | as built | As Built | CFIHOS-60000206 |  | 2017-02-13 23:00 | 2021-10-12 16:02 | 2021-10-12T15:02:03.835Z | CR0027 | TERMINATED
document status code | concept selection | Concept Selection | CFIHOS-60001403 |  | 2017-02-13 23:00 | 2021-10-12 16:02 | 2021-10-12T15:02:03.835Z | CR0023 | TERMINATED
document status code | deleted | Document Deleted | CFIHOS-60001412 |  | 2017-02-13 23:00 | 2021-10-12 16:02 | 2021-10-12T15:02:03.835Z | CR0023 | TERMINATED
document status code | evaluation phase | Evaluation Phase | CFIHOS-60001404 |  | 2017-02-13 23:00 | 2021-10-12 16:02 | 2021-10-12T15:02:03.835Z | CR0023 | TERMINATED
document status code | for information | For Information | CFIHOS-60001405 |  | 2017-02-13 23:00 | 2021-10-12 16:02 | 2021-10-12T15:02:03.835Z | CR0023 | TERMINATED
document status code | not specified |  | CFIHOS-60002307 |  | 2021-10-05 06:11 | 2021-10-12 16:02 |  | FR74 | STANDARD
document status code | operations modification | Operations Modification | CFIHOS-60001406 |  | 2017-02-13 23:00 | 2021-10-12 16:02 | 2021-10-12T15:02:03.835Z | CR0023 | TERMINATED
document status code | planned | Planned | CFIHOS-60001407 |  | 2017-02-13 23:00 | 2021-10-12 16:02 | 2021-10-12T15:02:03.835Z | CR0027 | TERMINATED
document status code | review or comment | Review / Comment | CFIHOS-60001408 |  | 2017-02-13 23:00 | 2021-10-12 16:02 | 2021-10-12T15:02:03.835Z | CR0027 | TERMINATED
document status code | void | Superseded / Obsolete | CFIHOS-60001420 |  | 2017-02-13 23:00 | 2021-10-12 16:02 | 2021-10-12T15:02:03.835Z | CR0027 | TERMINATED
document type classification | CONT | Content type | CFIHOS-60001697 |  | 2019-04-17 13:33 | 2021-10-12 16:02 |  | CR0023 | STANDARD
document type classification | DOCT | Document type | CFIHOS-60001698 |  | 2019-04-17 13:33 | 2021-10-12 16:02 |  | CR0023 | STANDARD
document type storage type | electronically frozen | Electronically Frozen.Image like PDF or TIFF file | CFIHOS-60000433 |  | 2017-02-13 23:00 | 2021-10-12 16:02 | 2021-10-12T15:02:03.835Z | CR0023 | TERMINATED
document type storage type | hardcopy and electronically frozen | Hard Copy and Electronically Frozen.Like paper and image file | CFIHOS-60000563 |  | 2017-02-13 23:00 | 2021-10-12 16:02 | 2021-10-12T15:02:03.835Z | CR0023 | TERMINATED
document type storage type | native |  | CFIHOS-60000834 |  | 2017-02-13 23:00 | 2021-10-12 16:02 | 2021-10-12T15:02:03.835Z | CR0023 | TERMINATED
document type storage type | not specified |  | CFIHOS-60001378 |  | 2017-02-13 23:00 | 2021-10-12 16:02 | 2021-10-12T15:02:03.835Z | CR0023 | TERMINATED
driver type | diesel engine | An internal combustion engine in which ignition of the fuel injected into the cylinder is performed by the heat of compression of the air charge. | CFIHOS-60000376 |  | 2017-02-13 23:00 | 2021-10-12 16:02 |  | V1.2 | STANDARD
driver type | electric motor | An electric machine for transforming electric energy into mechanical energy | CFIHOS-60000438 |  | 2017-02-13 23:00 | 2021-10-12 16:02 |  | V1.2 | STANDARD
driver type | gas engine | An internal combustion engine that is a reciprocating engine in which gaseous fuel is mixed with air to form a combustible mixture in a cylinder which is fired by spark ignition. | CFIHOS-60000541 |  | 2017-02-13 23:00 | 2021-10-12 16:02 |  | V1.2 | STANDARD
driver type | gas turbine | A turbine that compresses air which is then mixed with fuel for combustion and expansion through a turbine section to generate relatively high power output for either mechanical drive or power generation. | CFIHOS-60000545 | ISO 3977-5:2001 | 2017-02-13 23:00 | 2021-10-12 16:02 |  | V1.2 | STANDARD
explosion protection examination certificate number | PTB 00ATEX1002 |  | CFIHOS-60001013 | DIRECTIVE 94/9/EC:1994 | 2017-02-13 23:00 | 2021-10-12 16:02 |  | V1.2 | STANDARD
explosion protection examination certificate number | PTB 01ATEX1008U |  | CFIHOS-60001014 | DIRECTIVE 94/9/EC:1994 | 2017-02-13 23:00 | 2021-10-12 16:02 |  | V1.2 | STANDARD
explosion protection examination certificate number | PTB 02ATEX1003 |  | CFIHOS-60001015 | DIRECTIVE 94/9/EC:1994 | 2017-02-13 23:00 | 2021-10-12 16:02 |  | V1.2 | STANDARD
explosion protection examination certificate number | PTB 03ATEX1064 |  | CFIHOS-60001016 | DIRECTIVE 94/9/EC:1994 | 2017-02-13 23:00 | 2021-10-12 16:02 |  | V1.2 | STANDARD
explosion protection examination certificate number | PTB 04ATEX1012 |  | CFIHOS-60001017 | DIRECTIVE 94/9/EC:1994 | 2017-02-13 23:00 | 2021-10-12 16:02 |  | V1.2 | STANDARD
explosion protection examination certificate number | PTB 96ATEX2144 |  | CFIHOS-60001018 | DIRECTIVE 94/9/EC:1994 | 2017-02-13 23:00 | 2021-10-12 16:02 |  | V1.2 | STANDARD
explosion protection examination certificate number | PTB 97ATEX1058U |  | CFIHOS-60001019 | DIRECTIVE 94/9/EC:1994 | 2017-02-13 23:00 | 2021-10-12 16:02 |  | V1.2 | STANDARD
explosion protection examination certificate number | PTB 98ATEX1102X |  | CFIHOS-60001020 | DIRECTIVE 94/9/EC:1994 | 2017-02-13 23:00 | 2021-10-12 16:02 |  | V1.2 | STANDARD
explosion protection examination certificate number | PTB 99ATEX1040U |  | CFIHOS-60001021 | DIRECTIVE 94/9/EC:1994 | 2017-02-13 23:00 | 2021-10-12 16:02 |  | V1.2 | STANDARD
explosion protection examination certificate number | PTB NO. EX-96.D.3147 |  | CFIHOS-60001022 | DIRECTIVE 94/9/EC:1994 | 2017-02-13 23:00 | 2021-10-12 16:02 |  | V1.2 | STANDARD
explosion protection examination certificate number | SIRA 00ATEX1037X |  | CFIHOS-60001207 | DIRECTIVE 94/9/EC:1994 | 2017-02-13 23:00 | 2021-10-12 16:02 |  | V1.2 | STANDARD
explosion protection examination certificate number | SIRA 01ATEX1049 |  | CFIHOS-60001208 | DIRECTIVE 94/9/EC:1994 | 2017-02-13 23:00 | 2021-10-12 16:02 |  | V1.2 | STANDARD
explosion protection examination certificate number | SIRA 02ATEX1018 |  | CFIHOS-60001209 | DIRECTIVE 94/9/EC:1994 | 2017-02-13 23:00 | 2021-10-12 16:02 |  | V1.2 | STANDARD
explosion protection examination certificate number | SIRA 03ATEX1037X |  | CFIHOS-60001210 | DIRECTIVE 94/9/EC:1994 | 2017-02-13 23:00 | 2021-10-12 16:02 |  | V1.2 | STANDARD
explosion protection examination certificate number | SIRA 04ATEX2366 |  | CFIHOS-60001211 | DIRECTIVE 94/9/EC:1994 | 2017-02-13 23:00 | 2021-10-12 16:02 |  | V1.2 | STANDARD
explosion protection examination certificate number | SIRA 99ATEX3154 |  | CFIHOS-60001212 | DIRECTIVE 94/9/EC:1994 | 2017-02-13 23:00 | 2021-10-12 16:02 |  | V1.2 | STANDARD
explosion protection examination certificate number | ZELM 01ATEX0071 |  | CFIHOS-60001388 | DIRECTIVE 94/9/EC:1994 | 2017-02-13 23:00 | 2021-10-12 16:02 |  | V1.2 | STANDARD
explosion protection examination certificate number | ZELM 02ATEX0081 |  | CFIHOS-60001389 | DIRECTIVE 94/9/EC:1994 | 2017-02-13 23:00 | 2021-10-12 16:02 |  | V1.2 | STANDARD
explosion protection examination certificate number | ZELM 03ATEX0128X |  | CFIHOS-60001390 | DIRECTIVE 94/9/EC:1994 | 2017-02-13 23:00 | 2021-10-12 16:02 |  | V1.2 | STANDARD
explosion protection examination certificate number | ZELM 99ATEX0001 |  | CFIHOS-60001391 | DIRECTIVE 94/9/EC:1994 | 2017-02-13 23:00 | 2021-10-12 16:02 |  | V1.2 | STANDARD
explosion protection gas group | I |  | CFIHOS-60000603 | EN 60079-0:2018 | 2017-02-13 23:00 | 2021-10-12 16:02 |  | FR69 | STANDARD
explosion protection gas group | IIA |  | CFIHOS-60000631 | EN 60079-0:2018 | 2017-02-13 23:00 | 2021-10-12 16:02 |  | FR69 | STANDARD
explosion protection gas group | IIB |  | CFIHOS-60000632 | EN 60079-0:2018 | 2017-02-13 23:00 | 2021-10-12 16:02 |  | FR69 | STANDARD
explosion protection gas group | IIC |  | CFIHOS-60000633 | EN 60079-0:2018 | 2017-02-13 23:00 | 2021-10-12 16:02 |  | FR69 | STANDARD
explosion protection material group | A | Acetylene | CFIHOS-60001763 | NFPA 70:2020 | 2019-05-14 10:23 | 2021-10-12 16:02 |  | CR0028 | STANDARD
explosion protection material group | B | Flammable gas, flammable liquid-produced vapor, or combustible liquid-produced vapor mixed with air that may burn or explode, having either a maximum experimental safe gap (MESG) value less than or equal to 0.45 mm or a minimum igniting current ratio (MIC ratio) less than or equal to 0.40 | CFIHOS-60001764 | NFPA 70:2020 | 2019-05-14 10:23 | 2021-10-12 16:02 |  | CR0028 | STANDARD
explosion protection material group | C | Flammable gas, flammable liquid-produced vapor, or combustible liquid-produced vapor mixed with air that may burn or explode, having either a maximum experimental safe gap (MESG) value greater than 0.45 mm and less than or equal to 0.75 mm, or a minimum igniting current ratio (MIC ratio) greater than 0.40 and less than or equal to 0.80. | CFIHOS-60001765 | NFPA 70:2020 | 2019-05-14 10:23 | 2021-10-12 16:02 |  | CR0028 | STANDARD
explosion protection material group | D | Flammable gas, flammable liquid-produced vapor, or combustible liquid-produced vapor mixed with air safe gap (MESG) value greater than 0.75 mm or a minimum igniting current (MIC) ratio greater than 0.80. | CFIHOS-60001766 | NFPA 70:2020 | 2019-05-14 10:23 | 2021-10-12 16:02 |  | CR0028 | STANDARD
explosion protection material group | E | Atmospheres containing combustible metal dusts, including aluminium, magnesium, and their commercial alloys, or other combustible dusts whose particle size, abrasiveness, and conductivity present similar hazards in the use of electrical equipment. | CFIHOS-60001767 | NFPA 70:2020 | 2019-05-14 10:23 | 2021-10-12 16:02 |  | CR0028 | STANDARD
explosion protection material group | F | Atmospheres containing combustible carbonaceous dusts that have more than 8 percent total entrapped volatiles (see ASTM D3175-11, Standard Test Method for Volatile Matter in the Analysis Sample for Coal and Coke, for coal and coke dusts) or that have been sensitized by other materials so that they present an explosion hazard. | CFIHOS-60001768 | NFPA 70:2020 | 2019-05-14 10:23 | 2021-10-12 16:02 |  | CR0028 | STANDARD
explosion protection material group | G | Atmospheres containing combustible dusts not included in Group E or Group F, including flour, grain, wood, plastic, and chemicals. | CFIHOS-60001769 | NFPA 70:2020 | 2019-05-14 10:23 | 2021-10-12 16:02 |  | CR0028 | STANDARD
explosion protection notified body | BASEEFA | British Approvals Service for Electrical Equipment for Flammable Atmospheres | CFIHOS-60000227 |  | 2017-02-13 23:00 | 2021-10-12 16:02 |  | FR69 | STANDARD
explosion protection notified body | Bureau Veritas |  | CFIHOS-60000246 |  | 2017-02-13 23:00 | 2021-10-12 16:02 |  | FR69 | STANDARD
explosion protection notified body | CESI | Centro Elettrotecnico Sperimentale Italiano | CFIHOS-60000283 |  | 2017-02-13 23:00 | 2021-10-12 16:02 |  | FR69 | STANDARD
explosion protection notified body | CSA | Canadian Standards Association | CFIHOS-60000335 |  | 2017-02-13 23:00 | 2021-10-12 16:02 |  | FR69 | STANDARD
explosion protection notified body | DEMKO |  | CFIHOS-60000368 |  | 2017-02-13 23:00 | 2021-10-12 16:02 |  | FR69 | STANDARD
explosion protection notified body | DNV | Det Norske Veritas | CFIHOS-60000381 |  | 2017-02-13 23:00 | 2021-10-12 16:02 |  | FR69 | STANDARD
explosion protection notified body | FM | Factory Mutual Research | CFIHOS-60000511 |  | 2017-02-13 23:00 | 2021-10-12 16:02 |  | FR69 | STANDARD
explosion protection notified body | JIS | Japanese Industrial Standard | CFIHOS-60000728 |  | 2017-02-13 23:00 | 2021-10-12 16:02 |  | V1.2 | STANDARD
explosion protection notified body | KEMA |  | CFIHOS-60000730 |  | 2017-02-13 23:00 | 2021-10-12 16:02 |  | FR69 | STANDARD
explosion protection notified body | NEMKO |  | CFIHOS-60000840 |  | 2017-02-13 23:00 | 2021-10-12 16:02 |  | FR69 | STANDARD
explosion protection notified body | PTB | Physikalisch-Technischen Bundesanstalt | CFIHOS-60001012 |  | 2017-02-13 23:00 | 2021-10-12 16:02 |  | FR69 | STANDARD
explosion protection notified body | RMRS | Russian Maritime Register of Shipping | CFIHOS-60001055 |  | 2017-02-13 23:00 | 2021-10-12 16:02 |  | V1.2 | STANDARD
explosion protection notified body | SAA | Standard Association of Australia | CFIHOS-60001169 |  | 2017-02-13 23:00 | 2021-10-12 16:02 |  | V1.2 | STANDARD
explosion protection notified body | SIRA |  | CFIHOS-60001206 |  | 2017-02-13 23:00 | 2021-10-12 16:02 |  | FR69 | STANDARD
explosion protection notified body | UL | Undewriters Laboratories | CFIHOS-60001309 |  | 2017-02-13 23:00 | 2021-10-12 16:02 |  | V1.2 | STANDARD
explosion protection notified body | ZELM |  | CFIHOS-60001387 |  | 2017-02-13 23:00 | 2021-10-12 16:02 |  | V1.2 | STANDARD
explosion protection temperature class | T1 | Maximum temperature 842°F (450°C) | CFIHOS-60001279 | NFPA 70:2020 | 2017-02-13 23:00 | 2021-10-12 16:02 |  | CR0028;FR69;FR74 | STANDARD
explosion protection temperature class | T2 | Maximum temperature 572°F (300°C) | CFIHOS-60001280 | NFPA 70:2020 | 2017-02-13 23:00 | 2021-10-12 16:02 |  | CR0028;FR69;FR74 | STANDARD
explosion protection temperature class | T2A | Maximum temperature 536°F (280°C) | CFIHOS-60001746 | NFPA 70:2020 | 2019-05-14 10:23 | 2021-10-12 16:02 |  | CR0028;FR69;FR74 | STANDARD
explosion protection temperature class | T2B | Maximum temperature 500°F (260°C) | CFIHOS-60001747 | NFPA 70:2020 | 2019-05-14 10:23 | 2021-10-12 16:02 |  | CR0028;FR69;FR74 | STANDARD
explosion protection temperature class | T2C | Maximum temperature 446°F (230°C) | CFIHOS-60001748 | NFPA 70:2020 | 2019-05-14 10:23 | 2021-10-12 16:02 |  | CR0028;FR69;FR74 | STANDARD
explosion protection temperature class | T2D | Maximum temperature 419°F (215°C) | CFIHOS-60001749 | NFPA 70:2020 | 2019-05-14 10:23 | 2021-10-12 16:02 |  | CR0028;FR69;FR74 | STANDARD
explosion protection temperature class | T3 | Maximum temperature 392°F (200°C) | CFIHOS-60001281 | NFPA 70:2020 | 2017-02-13 23:00 | 2021-10-12 16:02 |  | CR0028;FR69;FR74 | STANDARD
explosion protection temperature class | T3A | Maximum temperature 356°F (180°C) | CFIHOS-60001750 | NFPA 70:2020 | 2019-05-14 10:23 | 2021-10-12 16:02 |  | CR0028;FR69;FR74 | STANDARD
explosion protection temperature class | T3B | Maximum temperature 329°F (165°C) | CFIHOS-60001751 | NFPA 70:2020 | 2019-05-14 10:23 | 2021-10-12 16:02 |  | CR0028;FR69;FR74 | STANDARD
explosion protection temperature class | T3C | Maximum temperature 320°F (160°C) | CFIHOS-60001752 | NFPA 70:2020 | 2019-05-14 10:23 | 2021-10-12 16:02 |  | CR0028;FR69;FR74 | STANDARD
explosion protection temperature class | T4 | Maximum temperature 275°F (135°C) | CFIHOS-60001282 | NFPA 70:2020 | 2017-02-13 23:00 | 2021-10-12 16:02 |  | CR0028;FR69;FR74 | STANDARD
explosion protection temperature class | T4A | Maximum temperature 248°F (120°C) | CFIHOS-60001753 | NFPA 70:2020 | 2019-05-14 10:23 | 2021-10-12 16:02 |  | CR0028;FR69;FR74 | STANDARD
explosion protection temperature class | T5 | Maximum temperature 212°F (100°C) | CFIHOS-60001283 | NFPA 70:2020 | 2017-02-13 23:00 | 2021-10-12 16:02 |  | CR0028;FR69;FR74 | STANDARD
explosion protection temperature class | T6 | Maximum temperature 185°F (85°C) | CFIHOS-60001284 | NFPA 70:2020 | 2017-02-13 23:00 | 2021-10-12 16:02 |  | CR0028;FR69;FR74 | STANDARD
export control classification | Controlled Content |  | CFIHOS-60000327 |  | 2017-02-13 23:00 | 2021-10-12 16:02 | 2021-10-12T15:02:03.835Z | CR0008;CR0024 | TERMINATED
export control classification | Non-Controlled Content |  | CFIHOS-60000866 |  | 2017-02-13 23:00 | 2021-10-12 16:02 | 2021-10-12T15:02:03.835Z | CR0008;CR0024 | TERMINATED
export control classification | Other |  | CFIHOS-60000904 |  | 2017-02-13 23:00 | 2021-10-12 16:02 | 2021-10-12T15:02:03.835Z | CR0008;CR0024 | TERMINATED
export control classification | Public Domain |  | CFIHOS-60001026 |  | 2017-02-13 23:00 | 2021-10-12 16:02 | 2021-10-12T15:02:03.835Z | CR0008;CR0024 | TERMINATED
failure action | fail-closed | a condition wherein the valve closure member moves to a closed position when the actuating energy source fails | CFIHOS-60001719 | ISO 14224:2016 | 2019-05-14 10:23 | 2021-10-12 16:02 |  | CR0028;FR69 | STANDARD
failure action | fail-in-place | a condition wherein the valve closure member stays in its last position when the actuating energy source fails | CFIHOS-60001720 | ISO 14224:2016 | 2019-05-14 10:23 | 2021-10-12 16:02 |  | CR0028;FR69 | STANDARD
failure action | fail-open | a condition wherein the valve closure member moves to an open position when the actuating energy source fails | CFIHOS-60001721 | ISO 14224:2016 | 2019-05-14 10:23 | 2021-10-12 16:02 |  | CR0028;FR69 | STANDARD
fire proof support type | cement | A particulate material made by grinding calcinated limestones and clay to a fine powder. | CFIHOS-60000280 |  | 2017-02-13 23:00 | 2021-10-12 16:02 |  | V1.2 | STANDARD
fire proof support type | grout |  | CFIHOS-60000559 |  | 2017-02-13 23:00 | 2021-10-12 16:02 |  | V1.2 | STANDARD
fire proof support type | sprayed fibre |  | CFIHOS-60001232 |  | 2017-02-13 23:00 | 2021-10-12 16:02 |  | V1.2 | STANDARD
flange rating | 10000 |  | CFIHOS-60000009 |  | 2017-02-13 23:00 | 2021-10-12 16:02 |  | FR69 | STANDARD
flange rating | 125 |  | CFIHOS-60000011 |  | 2017-02-13 23:00 | 2021-10-12 16:02 |  | FR69 | STANDARD
flange rating | 150 |  | CFIHOS-60000014 |  | 2017-02-13 23:00 | 2021-10-12 16:02 |  | FR69 | STANDARD
flange rating | 1500 |  | CFIHOS-60000015 |  | 2017-02-13 23:00 | 2021-10-12 16:02 |  | FR69 | STANDARD
flange rating | 15000 |  | CFIHOS-60000016 |  | 2017-02-13 23:00 | 2021-10-12 16:02 |  | FR69 | STANDARD
flange rating | 2500 |  | CFIHOS-60000027 |  | 2017-02-13 23:00 | 2021-10-12 16:02 |  | FR69 | STANDARD
flange rating | 300 |  | CFIHOS-60000038 |  | 2017-02-13 23:00 | 2021-10-12 16:02 |  | FR69 | STANDARD
flange rating | 3000 |  | CFIHOS-60000039 |  | 2017-02-13 23:00 | 2021-10-12 16:02 |  | FR69 | STANDARD
flange rating | 400 |  | CFIHOS-60000064 |  | 2017-02-13 23:00 | 2021-10-12 16:02 |  | FR69 | STANDARD
flange rating | 5000 |  | CFIHOS-60000078 |  | 2017-02-13 23:00 | 2021-10-12 16:02 |  | FR69 | STANDARD
flange rating | 600 |  | CFIHOS-60000080 |  | 2017-02-13 23:00 | 2021-10-12 16:02 |  | FR69 | STANDARD
flange rating | 900 |  | CFIHOS-60000085 |  | 2017-02-13 23:00 | 2021-10-12 16:02 |  | FR69 | STANDARD
flange rating | PN 10 |  | CFIHOS-60000951 |  | 2017-02-13 23:00 | 2021-10-12 16:02 |  | FR69 | STANDARD
flange rating | PN 100 |  | CFIHOS-60000952 |  | 2017-02-13 23:00 | 2021-10-12 16:02 |  | FR69 | STANDARD
flange rating | PN 16 |  | CFIHOS-60000953 |  | 2017-02-13 23:00 | 2021-10-12 16:02 |  | FR69 | STANDARD
flange rating | PN 160 |  | CFIHOS-60000954 |  | 2017-02-13 23:00 | 2021-10-12 16:02 |  | FR69 | STANDARD
flange rating | PN 25 |  | CFIHOS-60000955 |  | 2017-02-13 23:00 | 2021-10-12 16:02 |  | FR69 | STANDARD
flange rating | PN 250 |  | CFIHOS-60000956 |  | 2017-02-13 23:00 | 2021-10-12 16:02 |  | FR69 | STANDARD
flange rating | PN 320 |  | CFIHOS-60000957 |  | 2017-02-13 23:00 | 2021-10-12 16:02 |  | FR69 | STANDARD
flange rating | PN 40 |  | CFIHOS-60000958 |  | 2017-02-13 23:00 | 2021-10-12 16:02 |  | FR69 | STANDARD
flange rating | PN 400 |  | CFIHOS-60000959 |  | 2017-02-13 23:00 | 2021-10-12 16:02 |  | FR69 | STANDARD
flange rating | PN 6 |  | CFIHOS-60000960 |  | 2017-02-13 23:00 | 2021-10-12 16:02 |  | FR69 | STANDARD
flange rating | PN 64 |  | CFIHOS-60000961 |  | 2017-02-13 23:00 | 2021-10-12 16:02 |  | FR69 | STANDARD
flange rating | none |  | CFIHOS-60000867 |  | 2017-02-13 23:00 | 2021-10-12 16:02 |  | V1.2 | STANDARD
floating roof seal type | double shoe |  | CFIHOS-60000386 |  | 2017-02-13 23:00 | 2021-10-12 16:02 |  | V1.2 | STANDARD
floating roof seal type | foam log |  | CFIHOS-60000513 |  | 2017-02-13 23:00 | 2021-10-12 16:02 |  | V1.2 | STANDARD
floating roof seal type | none |  | CFIHOS-60000868 |  | 2017-02-13 23:00 | 2021-10-12 16:02 |  | V1.2 | STANDARD
floating roof seal type | single shoe |  | CFIHOS-60001205 |  | 2017-02-13 23:00 | 2021-10-12 16:02 |  | V1.2 | STANDARD
floating roof seal type | tertiary |  | CFIHOS-60001288 |  | 2017-02-13 23:00 | 2021-10-12 16:02 |  | V1.2 | STANDARD
floating roof seal type | wiper | An artefact which is an arm used to wipe. | CFIHOS-60001374 |  | 2017-02-13 23:00 | 2021-10-12 16:02 |  | V1.2 | STANDARD
flowline type | gas injection | Injecting gas in another substance | CFIHOS-60000542 |  | 2017-02-13 23:00 | 2021-10-12 16:02 |  | FR69 | STANDARD
flowline type | gas production | Producing natural gas from a reservoir | CFIHOS-60000543 |  | 2017-02-13 23:00 | 2021-10-12 16:02 |  | FR69 | STANDARD
flowline type | oil production | Producing oil from a reservoir | CFIHOS-60000891 |  | 2017-02-13 23:00 | 2021-10-12 16:02 |  | FR69 | STANDARD
flowline type | water injection | Injecting water into another substance | CFIHOS-60001342 |  | 2017-02-13 23:00 | 2021-10-12 16:02 |  | FR69 | STANDARD
fluid | Air, instrument, tool |  | CFIHOS-60000129 |  | 2017-02-13 23:00 | 2021-10-12 16:02 |  | V1.2 | STANDARD
fluid | Amine lean solvent |  | CFIHOS-60000198 |  | 2017-02-13 23:00 | 2021-10-12 16:02 |  | V1.2 | STANDARD
fluid | Amine rich solvent |  | CFIHOS-60000199 |  | 2017-02-13 23:00 | 2021-10-12 16:02 |  | V1.2 | STANDARD
fluid | Ammonia (NH3) | NH3. | CFIHOS-60000200 |  | 2017-02-13 23:00 | 2021-10-12 16:02 |  | V1.2 | STANDARD
fluid | Benzene | C6H6. | CFIHOS-60000231 |  | 2017-02-13 23:00 | 2021-10-12 16:02 |  | V1.2 | STANDARD
fluid | Butane gas |  | CFIHOS-60000247 |  | 2017-02-13 23:00 | 2021-10-12 16:02 |  | V1.2 | STANDARD
fluid | Butane liquid |  | CFIHOS-60000248 |  | 2017-02-13 23:00 | 2021-10-12 16:02 |  | V1.2 | STANDARD
fluid | Carbon dioxide dry |  | CFIHOS-60000263 |  | 2017-02-13 23:00 | 2021-10-12 16:02 |  | V1.2 | STANDARD
fluid | Carbon dioxide wet |  | CFIHOS-60000264 |  | 2017-02-13 23:00 | 2021-10-12 16:02 |  | V1.2 | STANDARD
fluid | Chemicals Antifoam |  | CFIHOS-60000291 |  | 2017-02-13 23:00 | 2021-10-12 16:02 |  | V1.2 | STANDARD
fluid | Chemicals Coagulant / antifoam |  | CFIHOS-60000292 |  | 2017-02-13 23:00 | 2021-10-12 16:02 |  | V1.2 | STANDARD
fluid | Chemicals De-emulsifier |  | CFIHOS-60000294 |  | 2017-02-13 23:00 | 2021-10-12 16:02 |  | V1.2 | STANDARD
fluid | Chemicals Oxygen scavenger |  | CFIHOS-60000296 |  | 2017-02-13 23:00 | 2021-10-12 16:02 |  | V1.2 | STANDARD
fluid | Chemicals Wax inhibitor |  | CFIHOS-60000297 |  | 2017-02-13 23:00 | 2021-10-12 16:02 |  | V1.2 | STANDARD
fluid | Water, boiler feed treated non corrosive |  | CFIHOS-60001353 |  | 2017-02-13 23:00 | 2021-10-12 16:02 |  | V1.2 | STANDARD
fluid | Water, cooling |  | CFIHOS-60001354 |  | 2017-02-13 23:00 | 2021-10-12 16:02 |  | FR69 | STANDARD
fluid | Water, cooling brackish-/seawater |  | CFIHOS-60001355 |  | 2017-02-13 23:00 | 2021-10-12 16:02 |  | V1.2 | STANDARD
fluid | Water, cooling chlorinated seawater |  | CFIHOS-60001356 |  | 2017-02-13 23:00 | 2021-10-12 16:02 |  | V1.2 | STANDARD
fluid | Water, demineralised |  | CFIHOS-60001357 |  | 2017-02-13 23:00 | 2021-10-12 16:02 |  | V1.2 | STANDARD
fluid | Water, fire fighting brackish-/seawater |  | CFIHOS-60001358 |  | 2017-02-13 23:00 | 2021-10-12 16:02 |  | V1.2 | STANDARD
fluid | Water, fire fighting dry and wet systems |  | CFIHOS-60001359 |  | 2017-02-13 23:00 | 2021-10-12 16:02 |  | V1.2 | STANDARD
fluid | Water, fire fighting fresh |  | CFIHOS-60001360 |  | 2017-02-13 23:00 | 2021-10-12 16:02 |  | V1.2 | STANDARD
fluid | Water, fresh cooling treated, 0.1 mg/kg max. O2 |  | CFIHOS-60001361 |  | 2017-02-13 23:00 | 2021-10-12 16:02 |  | V1.2 | STANDARD
fluid | Water, fresh heating treated, 0.1 mg/kg max. O2 |  | CFIHOS-60001362 |  | 2017-02-13 23:00 | 2021-10-12 16:02 |  | V1.2 | STANDARD
fluid | Water, potable |  | CFIHOS-60001363 |  | 2017-02-13 23:00 | 2021-10-12 16:02 |  | FR69 | STANDARD
fluid | Water, produced 0.1 mg/kg max. O2 |  | CFIHOS-60001364 |  | 2017-02-13 23:00 | 2021-10-12 16:02 |  | V1.2 | STANDARD
fluid | Water, produced sour; 0.1 mg/kg max. O2 |  | CFIHOS-60001365 |  | 2017-02-13 23:00 | 2021-10-12 16:02 |  | V1.2 | STANDARD
fluid | Water, sewage black/grey |  | CFIHOS-60001366 |  | 2017-02-13 23:00 | 2021-10-12 16:02 |  | V1.2 | STANDARD
fluid | acid gas/tail gas |  | CFIHOS-60000102 |  | 2017-02-13 23:00 | 2021-10-12 16:02 |  | V1.2 | STANDARD
fluid | air combustion |  | CFIHOS-60000128 |  | 2017-02-13 23:00 | 2021-10-12 16:02 |  | V1.2 | STANDARD
fluid | water | A colourless, odourless, tasteless, and non-flammable liquid with the chemical formula H2O that covers two-thirds of the surface of the planet. With a freezing point of 0°C and boiling point of 100°C at atmospheric pressure. | CFIHOS-60001338 |  | 2017-02-13 23:00 | 2021-10-12 16:02 |  | V1.2;FR74 | STANDARD
fluid phase | Gas |  | CFIHOS-60000537 |  | 2017-02-13 23:00 | 2021-10-12 16:02 |  | FR69 | STANDARD
fluid phase | Liquid |  | CFIHOS-60000773 |  | 2017-02-13 23:00 | 2021-10-12 16:02 |  | FR69 | STANDARD
fluid phase | Multiphase |  | CFIHOS-60000827 |  | 2017-02-13 23:00 | 2021-10-12 16:02 |  | FR69 | STANDARD
fluid phase | Solid |  | CFIHOS-60001223 |  | 2017-02-13 23:00 | 2021-10-12 16:02 |  | FR69 | STANDARD
fuel type | diesel | A mineral oil that is a specific fractional distillate of fuel oil (mostly petroleum) that is used as fuel in a diesel engine invented by German engineer Rudolf Diesel. | CFIHOS-60000375 | ISO 14224:2016 | 2017-02-13 23:00 | 2021-10-12 16:02 |  | V1.2 | STANDARD
fuel type | fuel gas | A fuel that is composed of gas that is burned to produce thermal energy. | CFIHOS-60000529 | ISO 14224:2016 | 2017-02-13 23:00 | 2021-10-12 16:02 |  | V1.2 | STANDARD
fuel type | fuel gas/diesel combo |  | CFIHOS-60000532 | ISO 14224:2016 | 2017-02-13 23:00 | 2021-10-12 16:02 |  | FR69 | STANDARD
fuel type | oil | An aggregate consisting of hydrocarbons and possibly other aggregates. | CFIHOS-60000886 | ISO 14224:2016 | 2017-02-13 23:00 | 2021-10-12 16:02 |  | V1.2 | STANDARD
fuel type | petrol |  | CFIHOS-60000941 | ISO 14224:2016 | 2017-02-13 23:00 | 2021-10-12 16:02 |  | FR69 | STANDARD
gear wheel type | bevel |  | CFIHOS-60000235 |  | 2017-02-13 23:00 | 2021-10-12 16:02 |  | FR69 | STANDARD
gear wheel type | cage |  | CFIHOS-60000259 |  | 2017-02-13 23:00 | 2021-10-12 16:02 |  | FR69 | STANDARD
gear wheel type | crown |  | CFIHOS-60000334 |  | 2017-02-13 23:00 | 2021-10-12 16:02 |  | FR69 | STANDARD
gear wheel type | double helical | A helical gearbox utilizing gear-wheels with two rows of opposed helical teeth separated by a groove. | CFIHOS-60000385 |  | 2017-02-13 23:00 | 2021-10-12 16:02 |  | V1.2 | STANDARD
gear wheel type | epicyclic |  | CFIHOS-60000448 |  | 2017-02-13 23:00 | 2021-10-12 16:02 |  | FR69 | STANDARD
gear wheel type | harmonic drive |  | CFIHOS-60000562 |  | 2017-02-13 23:00 | 2021-10-12 16:02 |  | FR69 | STANDARD
gear wheel type | helical |  | CFIHOS-60000566 |  | 2017-02-13 23:00 | 2021-10-12 16:02 |  | FR69 | STANDARD
gear wheel type | hypoid | A gear that has hyperboloid cut teeth. | CFIHOS-60000599 |  | 2017-02-13 23:00 | 2021-10-12 16:02 |  | V1.2 | STANDARD
gear wheel type | non-circular |  | CFIHOS-60000865 |  | 2017-02-13 23:00 | 2021-10-12 16:02 |  | FR69 | STANDARD
gear wheel type | rack and pinion |  | CFIHOS-60001035 |  | 2017-02-13 23:00 | 2021-10-12 16:02 |  | FR69 | STANDARD
gear wheel type | spur | A gear where the contact with the mating gear occurs along the full length of the face at the same moment in time. | CFIHOS-60001234 |  | 2017-02-13 23:00 | 2021-10-12 16:02 |  | V1.2 | STANDARD
gear wheel type | sun and planet |  | CFIHOS-60001265 |  | 2017-02-13 23:00 | 2021-10-12 16:02 |  | FR69 | STANDARD
gear wheel type | worm | A gear that has a concave face. | CFIHOS-60001375 |  | 2017-02-13 23:00 | 2021-10-12 16:02 |  | V1.2 | STANDARD
gearbox type | increasing | Making or becoming greater in some respect (as in size, quantity, number ,degree, value, intensity, power, substance) | CFIHOS-60000638 |  | 2017-02-13 23:00 | 2021-10-12 16:02 |  | FR69 | STANDARD
gearbox type | reducing | An activity that reduces size, amount, extent, or number | CFIHOS-60001040 |  | 2017-02-13 23:00 | 2021-10-12 16:02 |  | FR69 | STANDARD
gearbox type | variable speed | A 'gearbox' where the output speed can be changed without steps over a range. | CFIHOS-60001326 |  | 2017-02-13 23:00 | 2021-10-12 16:02 |  | V1.2 | STANDARD
heat regulation method | non self-regulating |  | CFIHOS-60000864 |  | 2017-02-13 23:00 | 2021-10-12 16:02 |  | FR69 | STANDARD
heat regulation method | self-regulating |  | CFIHOS-60001190 |  | 2017-02-13 23:00 | 2021-10-12 16:02 |  | FR69 | STANDARD
information security classification | confidential |  | CFIHOS-60000324 |  | 2017-02-13 23:00 | 2021-10-12 16:02 | 2021-10-12T15:02:03.835Z | CR0008;CR0024 | TERMINATED
information security classification | most confidential |  | CFIHOS-60000816 |  | 2017-02-13 23:00 | 2021-10-12 16:02 | 2021-10-12T15:02:03.835Z | CR0008;CR0024 | TERMINATED
information security classification | not specified |  | CFIHOS-60000877 |  | 2017-02-13 23:00 | 2021-10-12 16:02 | 2021-10-12T15:02:03.835Z | CR0008;CR0024 | TERMINATED
information security classification | restricted |  | CFIHOS-60001048 |  | 2017-02-13 23:00 | 2021-10-12 16:02 | 2021-10-12T15:02:03.835Z | CR0008;CR0024 | TERMINATED
information security classification | unrestricted |  | CFIHOS-60001313 |  | 2017-02-13 23:00 | 2021-10-12 16:02 | 2021-10-12T15:02:03.835Z | CR0008;CR0024 | TERMINATED
ingress protection | IP 00 | An IP0x apparatus IEC 60529 and an IPx0 apparatus IEC 60529. | CFIHOS-60000655 | IEC 60529:2013 | 2017-02-13 23:00 | 2021-10-12 16:02 |  | V1.2 | STANDARD
ingress protection | IP 01 |  | CFIHOS-60000656 | IEC 60529:2013 | 2017-02-13 23:00 | 2021-10-12 16:02 |  | FR69 | STANDARD
ingress protection | IP 02 |  | CFIHOS-60000657 | IEC 60529:2013 | 2017-02-13 23:00 | 2021-10-12 16:02 |  | FR69 | STANDARD
ingress protection | IP 03 |  | CFIHOS-60000658 | IEC 60529:2013 | 2017-02-13 23:00 | 2021-10-12 16:02 |  | FR69 | STANDARD
ingress protection | IP 04 |  | CFIHOS-60000659 | IEC 60529:2013 | 2017-02-13 23:00 | 2021-10-12 16:02 |  | FR69 | STANDARD
ingress protection | IP 05 |  | CFIHOS-60000660 | IEC 60529:2013 | 2017-02-13 23:00 | 2021-10-12 16:02 |  | FR69 | STANDARD
ingress protection | IP 06 |  | CFIHOS-60000661 | IEC 60529:2013 | 2017-02-13 23:00 | 2021-10-12 16:02 |  | FR69 | STANDARD
ingress protection | IP 07 |  | CFIHOS-60000662 | IEC 60529:2013 | 2017-02-13 23:00 | 2021-10-12 16:02 |  | FR69 | STANDARD
ingress protection | IP 08 |  | CFIHOS-60000663 | IEC 60529:2013 | 2017-02-13 23:00 | 2021-10-12 16:02 |  | FR69 | STANDARD
loop application | process control | process control | CFIHOS-60001770 | ISO 14224:2016 | 2019-05-14 10:23 | 2021-10-12 16:02 |  | CR0028;FR69 | STANDARD
loop application | process shutdown | process shutdown | CFIHOS-60001772 | ISO 14224:2016 | 2019-05-14 10:23 | 2021-10-12 16:02 |  | CR0028;FR69 | STANDARD
material | aluminum alloys | A metal alloy in which aluminium is the basis (i.e. predominent) element. | CFIHOS-60000197 |  | 2017-02-13 23:00 | 2021-10-12 16:02 |  | V1.2 | STANDARD
material | austenitic stainless steels | A stainless steel with austenit structure. | CFIHOS-60000209 |  | 2017-02-13 23:00 | 2021-10-12 16:02 |  | V1.2 | STANDARD
material | carbon steel | A steel whose properties are determined primarily by the percentage of Carbon present. Besides Iron and Carbon, the steel may contain Manganese up to 1.65% and residual quantities of other elements. | CFIHOS-60000265 |  | 2017-02-13 23:00 | 2021-10-12 16:02 |  | V1.2 | STANDARD
material | cast iron | An iron alloy having a Carbon content larger than 2.0% and containing other elements. | CFIHOS-60000271 |  | 2017-02-13 23:00 | 2021-10-12 16:02 |  | V1.2 | STANDARD
material | cast steels |  | CFIHOS-60000272 |  | 2017-02-13 23:00 | 2021-10-12 16:02 |  | V1.2 | STANDARD
life cycle activity class | process design | process design is conceptual designing of a process and its process conditions | CFIHOS-60001651 |  | 2019-03-26 15:42 | 2021-10-12 16:02 |  | CR0024;FR69 | STANDARD
life cycle activity class | process engineering | process engineering is detailed engineering of a process and its process conditions | CFIHOS-60001668 |  | 2019-03-26 15:42 | 2021-10-12 16:02 |  | CR0024;FR69 | STANDARD
life cycle activity class | procurement | procuring is the activity of buying to specification | CFIHOS-60001659 |  | 2019-03-26 15:42 | 2021-10-12 16:02 |  | CR0024;FR69 | STANDARD
life cycle activity class | product configuration | product configuration is configuring a product by selecting one or more options next to the standard characteristics | CFIHOS-60001652 |  | 2019-03-26 15:42 | 2021-10-12 16:02 |  | CR0024;FR69 | STANDARD
life cycle activity class | product sales | product sales is selling a manufactured product | CFIHOS-60001658 |  | 2019-03-26 15:42 | 2021-10-12 16:02 |  | CR0024;FR69 | STANDARD
life cycle activity class | shop maintenance | shop maintenance is maintaining in a maintenance shop | CFIHOS-60001654 |  | 2019-03-26 15:42 | 2021-10-12 16:02 |  | CR0024;FR69 | STANDARD
life cycle activity class | start-up | start-up is the activity of safely initiating active service | CFIHOS-60002305 |  | 2021-10-05 06:11 | 2021-10-12 16:02 |  | CR0024;FR69;FR27 | STANDARD
lifeboat type | IBEEC |  | CFIHOS-60000607 |  | 2017-02-13 23:00 | 2021-10-12 16:02 |  | V1.2 | STANDARD
lifeboat type | IBEEV |  | CFIHOS-60000608 |  | 2017-02-13 23:00 | 2021-10-12 16:02 |  | V1.2 | STANDARD
lifeboat type | IBMSV |  | CFIHOS-60000609 |  | 2017-02-13 23:00 | 2021-10-12 16:02 |  | V1.2 | STANDARD
lifeboat type | IBSV |  | CFIHOS-60000610 |  | 2017-02-13 23:00 | 2021-10-12 16:02 |  | V1.2 | STANDARD
lifeboat type | freefall lifeboat |  | CFIHOS-60000520 |  | 2017-02-13 23:00 | 2021-10-12 16:02 |  | V1.2 | STANDARD
lifeboat type | rigid-hulled inflatable boat |  | CFIHOS-60001054 |  | 2017-02-13 23:00 | 2021-10-12 16:02 |  | V1.2 | STANDARD
lining material | 12CR |  | CFIHOS-60000012 |  | 2017-02-13 23:00 | 2021-10-12 16:02 |  | V1.2 | STANDARD
lining material | SS 304L |  | CFIHOS-60001235 |  | 2017-02-13 23:00 | 2021-10-12 16:02 |  | V1.2 | STANDARD
lining material | SS 316L |  | CFIHOS-60001236 |  | 2017-02-13 23:00 | 2021-10-12 16:02 |  | V1.2 | STANDARD
lining material | concrete | A solid compound which is a hardened mixture of cement, sand and gravel or stone chips with water in varying proportions according to use. | CFIHOS-60000320 |  | 2017-02-13 23:00 | 2021-10-12 16:02 |  | V1.2 | STANDARD
lining material | lead | A periodic system element with 82 protons in its nucleus | CFIHOS-60000762 |  | 2017-02-13 23:00 | 2021-10-12 16:02 |  | V1.2 | STANDARD
lining material | other |  | CFIHOS-60000903 |  | 2017-02-13 23:00 | 2021-10-12 16:02 |  | V1.2 | STANDARD
lining material | thermoplastic | Special type of plastic | CFIHOS-60001291 |  | 2017-02-13 23:00 | 2021-10-12 16:02 |  | V1.2 | STANDARD
lining material | thermoset |  | CFIHOS-60001293 |  | 2017-02-13 23:00 | 2021-10-12 16:02 |  | FR69 | STANDARD
liquid hazardous category | Category 1 |  | CFIHOS-60000274 |  | 2017-02-13 23:00 | 2021-10-12 16:02 |  | FR69 | STANDARD
liquid hazardous category | Category 2 |  | CFIHOS-60000275 |  | 2017-02-13 23:00 | 2021-10-12 16:02 |  | FR69 | STANDARD
liquid hazardous category | Category 3 |  | CFIHOS-60000276 |  | 2017-02-13 23:00 | 2021-10-12 16:02 |  | FR69 | STANDARD
liquid hazardous category | non-hazardous |  | CFIHOS-60000874 |  | 2017-02-13 23:00 | 2021-10-12 16:02 |  | FR69 | STANDARD
live non-live | live | Information which may be updated. | CFIHOS-60000746 |  | 2017-02-13 23:00 | 2021-10-12 16:02 | 2021-10-12T15:02:03.835Z | CR0023 | TERMINATED
live non-live | non live |  | CFIHOS-60000857 |  | 2017-02-13 23:00 | 2021-10-12 16:02 | 2021-10-12T15:02:03.835Z | CR0023 | TERMINATED
live non-live | not applicable |  | CFIHOS-60000833 |  | 2017-02-13 23:00 | 2021-10-12 16:02 | 2021-10-12T15:02:03.835Z | CR0023 | TERMINATED
live non-live | not specified |  | CFIHOS-60001383 |  | 2017-02-13 23:00 | 2021-10-12 16:02 | 2021-10-12T15:02:03.835Z | CR0023 | TERMINATED
loop application | blowdown | blowdown | CFIHOS-60001775 | ISO 14224:2016 | 2019-05-14 10:23 | 2021-10-12 16:02 |  | CR0028;FR69 | STANDARD
loop application | bypass | bypass | CFIHOS-60001774 | ISO 14224:2016 | 2019-05-14 10:23 | 2021-10-12 16:02 |  | CR0028;FR69 | STANDARD
loop application | combined | combined | CFIHOS-60001777 | ISO 14224:2016 | 2019-05-14 10:23 | 2021-10-12 16:02 |  | CR0028 | STANDARD
loop application | emergency shutdown | emergency shutdown | CFIHOS-60001771 | ISO 14224:2016 | 2019-05-14 10:23 | 2021-10-12 16:02 |  | CR0028;FR69 | STANDARD
loop application | monitoring | monitoring | CFIHOS-60001776 | ISO 14224:2016 | 2019-05-14 10:23 | 2021-10-12 16:02 |  | CR0028;FR69 | STANDARD
loop application | pressure reduction | pressure reduction | CFIHOS-60001773 | ISO 14224:2016 | 2019-05-14 10:23 | 2021-10-12 16:02 |  | CR0028;FR69 | STANDARD
material specification | .5CR-.5NI-.2MO |  | CFIHOS-60000003 |  | 2017-02-13 23:00 | 2021-10-12 16:02 |  | V1.2 | STANDARD
material specification | .75CR-.5NI-.4CU |  | CFIHOS-60000004 |  | 2017-02-13 23:00 | 2021-10-12 16:02 |  | V1.2 | STANDARD
material specification | .75NI-.6CU-.1MO |  | CFIHOS-60000005 |  | 2017-02-13 23:00 | 2021-10-12 16:02 |  | V1.2 | STANDARD
material specification | 1.25CR-0.5MO |  | CFIHOS-60000007 |  | 2017-02-13 23:00 | 2021-10-12 16:02 |  | V1.2 | STANDARD
material specification | 15-7PH SS |  | CFIHOS-60000017 |  | 2017-02-13 23:00 | 2021-10-12 16:02 |  | V1.2 | STANDARD
material specification | 17-4PH SS |  | CFIHOS-60000018 |  | 2017-02-13 23:00 | 2021-10-12 16:02 |  | V1.2 | STANDARD
material specification | 1CR-.5MO |  | CFIHOS-60000019 |  | 2017-02-13 23:00 | 2021-10-12 16:02 |  | V1.2 | STANDARD
material specification | 1CR-0.25MO |  | CFIHOS-60000020 |  | 2017-02-13 23:00 | 2021-10-12 16:02 |  | V1.2 | STANDARD
material specification | 2.25CR-1MO |  | CFIHOS-60000023 |  | 2017-02-13 23:00 | 2021-10-12 16:02 |  | V1.2 | STANDARD
material specification | 2.25CR-1MO-V |  | CFIHOS-60000024 |  | 2017-02-13 23:00 | 2021-10-12 16:02 |  | V1.2 | STANDARD
material specification | 2.5NiSTEEL |  | CFIHOS-60000025 |  | 2017-02-13 23:00 | 2021-10-12 16:02 |  | V1.2 | STANDARD
material specification | 20CR-25NI |  | CFIHOS-60000026 |  | 2017-02-13 23:00 | 2021-10-12 16:02 |  | V1.2 | STANDARD
material specification | 25CR-34NI-NB |  | CFIHOS-60000028 |  | 2017-02-13 23:00 | 2021-10-12 16:02 |  | V1.2 | STANDARD
material specification | 25CR-35NI |  | CFIHOS-60000029 |  | 2017-02-13 23:00 | 2021-10-12 16:02 |  | V1.2 | STANDARD
material specification | 26CR-1MO |  | CFIHOS-60000030 |  | 2017-02-13 23:00 | 2021-10-12 16:02 |  | V1.2 | STANDARD
material specification | 28CR-4MO |  | CFIHOS-60000031 |  | 2017-02-13 23:00 | 2021-10-12 16:02 |  | V1.2 | STANDARD
material specification | 2CR-.5MO |  | CFIHOS-60000032 |  | 2017-02-13 23:00 | 2021-10-12 16:02 |  | V1.2 | STANDARD
material specification | 2Ni STEEL |  | CFIHOS-60000033 |  | 2017-02-13 23:00 | 2021-10-12 16:02 |  | V1.2 | STANDARD
material specification | 3.5Ni |  | CFIHOS-60000036 |  | 2017-02-13 23:00 | 2021-10-12 16:02 |  | V1.2 | STANDARD
material specification | 302 SS |  | CFIHOS-60000040 |  | 2017-02-13 23:00 | 2021-10-12 16:02 |  | V1.2 | STANDARD
material specification | 303 SS |  | CFIHOS-60000041 |  | 2017-02-13 23:00 | 2021-10-12 16:02 |  | V1.2 | STANDARD
material specification | 303SE SS |  | CFIHOS-60000042 |  | 2017-02-13 23:00 | 2021-10-12 16:02 |  | V1.2 | STANDARD
material specification | 304 SS |  | CFIHOS-60000043 |  | 2017-02-13 23:00 | 2021-10-12 16:02 |  | V1.2 | STANDARD
material specification | 304H SS |  | CFIHOS-60000044 |  | 2017-02-13 23:00 | 2021-10-12 16:02 |  | V1.2 | STANDARD
material specification | 304L SS |  | CFIHOS-60000045 |  | 2017-02-13 23:00 | 2021-10-12 16:02 |  | V1.2 | STANDARD
material specification | 309 SS |  | CFIHOS-60000046 |  | 2017-02-13 23:00 | 2021-10-12 16:02 |  | V1.2 | STANDARD
material specification | 309H SS |  | CFIHOS-60000047 |  | 2017-02-13 23:00 | 2021-10-12 16:02 |  | V1.2 | STANDARD
material specification | 310 SS |  | CFIHOS-60000048 |  | 2017-02-13 23:00 | 2021-10-12 16:02 |  | V1.2 | STANDARD
material specification | 310H SS |  | CFIHOS-60000049 |  | 2017-02-13 23:00 | 2021-10-12 16:02 |  | V1.2 | STANDARD
material specification | 316 SS |  | CFIHOS-60000050 |  | 2017-02-13 23:00 | 2021-10-12 16:02 |  | FR69 | STANDARD
material specification | 316 SS W/< 2.5 MO |  | CFIHOS-60000051 |  | 2018-04-06 16:44 | 2021-10-12 16:02 |  | CR0003 | STANDARD
material specification | 316 SS W/>2.5 MO |  | CFIHOS-60000052 |  | 2017-02-13 23:00 | 2021-10-12 16:02 |  | V1.2 | STANDARD
material specification | 316H SS |  | CFIHOS-60000053 |  | 2017-02-13 23:00 | 2021-10-12 16:02 |  | V1.2 | STANDARD
material specification | 316L SS |  | CFIHOS-60000054 |  | 2017-02-13 23:00 | 2021-10-12 16:02 |  | V1.2 | STANDARD
material specification | 317 SS |  | CFIHOS-60000055 |  | 2017-02-13 23:00 | 2021-10-12 16:02 |  | V1.2 | STANDARD
material specification | 317L SS |  | CFIHOS-60000056 |  | 2017-02-13 23:00 | 2021-10-12 16:02 |  | V1.2 | STANDARD
material specification | 321 SS |  | CFIHOS-60000057 |  | 2017-02-13 23:00 | 2021-10-12 16:02 |  | V1.2 | STANDARD
material specification | 321H SS |  | CFIHOS-60000058 |  | 2017-02-13 23:00 | 2021-10-12 16:02 |  | V1.2 | STANDARD
material specification | 347 SS |  | CFIHOS-60000059 |  | 2017-02-13 23:00 | 2021-10-12 16:02 |  | V1.2 | STANDARD
material specification | 347H SS |  | CFIHOS-60000060 |  | 2017-02-13 23:00 | 2021-10-12 16:02 |  | V1.2 | STANDARD
material specification | 3CR-1MO |  | CFIHOS-60000061 |  | 2017-02-13 23:00 | 2021-10-12 16:02 |  | V1.2 | STANDARD
material specification | 3CR-1MO-V |  | CFIHOS-60000062 |  | 2017-02-13 23:00 | 2021-10-12 16:02 |  | V1.2 | STANDARD
material specification | 3RE60 (18.5Cr-5Ni) |  | CFIHOS-60000063 |  | 2017-02-13 23:00 | 2021-10-12 16:02 |  | V1.2 | STANDARD
material specification | 405 SS |  | CFIHOS-60000065 |  | 2017-02-13 23:00 | 2021-10-12 16:02 |  | V1.2 | STANDARD
material specification | 410 SS |  | CFIHOS-60000066 |  | 2017-02-13 23:00 | 2021-10-12 16:02 |  | V1.2 | STANDARD
material specification | 414 SS |  | CFIHOS-60000067 |  | 2017-02-13 23:00 | 2021-10-12 16:02 |  | V1.2 | STANDARD
material specification | 416 SS |  | CFIHOS-60000068 |  | 2017-02-13 23:00 | 2021-10-12 16:02 |  | V1.2 | STANDARD
material specification | 429 SS |  | CFIHOS-60000071 |  | 2017-02-13 23:00 | 2021-10-12 16:02 |  | V1.2 | STANDARD
material specification | 430 SS |  | CFIHOS-60000072 |  | 2017-02-13 23:00 | 2021-10-12 16:02 |  | V1.2 | STANDARD
material specification | 442 SS |  | CFIHOS-60000073 |  | 2017-02-13 23:00 | 2021-10-12 16:02 |  | V1.2 | STANDARD
material specification | 446 SS |  | CFIHOS-60000074 |  | 2017-02-13 23:00 | 2021-10-12 16:02 |  | V1.2 | STANDARD
material specification | 5 CR - 0.5 MO |  | CFIHOS-60000076 |  | 2017-02-13 23:00 | 2021-10-12 16:02 |  | V1.2 | STANDARD
material specification | 5 CR - 0.5 MO-SI |  | CFIHOS-60000077 |  | 2017-02-13 23:00 | 2021-10-12 16:02 |  | V1.2 | STANDARD
material specification | 50CR-50NI |  | CFIHOS-60000079 |  | 2017-02-13 23:00 | 2021-10-12 16:02 |  | V1.2 | STANDARD
material specification | 7 CR - 0.5 MO |  | CFIHOS-60000082 |  | 2017-02-13 23:00 | 2021-10-12 16:02 |  | V1.2 | STANDARD
material specification | 9 CR - 0.5MO |  | CFIHOS-60000083 |  | 2017-02-13 23:00 | 2021-10-12 16:02 |  | V1.2 | STANDARD
material specification | 9 CR - 1 MO |  | CFIHOS-60000084 |  | 2017-02-13 23:00 | 2021-10-12 16:02 |  | V1.2 | STANDARD
material specification | 904L |  | CFIHOS-60000086 |  | 2017-02-13 23:00 | 2021-10-12 16:02 |  | V1.2 | STANDARD
material specification | 925L |  | CFIHOS-60000087 |  | 2017-02-13 23:00 | 2021-10-12 16:02 |  | V1.2 | STANDARD
material specification | 9CR-1MO-V |  | CFIHOS-60000088 |  | 2017-02-13 23:00 | 2021-10-12 16:02 |  | V1.2 | STANDARD
material specification | 9Ni |  | CFIHOS-60000089 |  | 2017-02-13 23:00 | 2021-10-12 16:02 |  | V1.2 | STANDARD
material specification | A.P. GREEN KS4 |  | CFIHOS-60000091 |  | 2017-02-13 23:00 | 2021-10-12 16:02 |  | V1.2 | STANDARD
material specification | A193-B5 |  | CFIHOS-60000092 |  | 2017-02-13 23:00 | 2021-10-12 16:02 |  | V1.2 | STANDARD
material specification | A193-B6 |  | CFIHOS-60000093 |  | 2017-02-13 23:00 | 2021-10-12 16:02 |  | V1.2 | STANDARD
material specification | A193-B6X |  | CFIHOS-60000094 |  | 2017-02-13 23:00 | 2021-10-12 16:02 |  | V1.2 | STANDARD
material specification | A193-B8 |  | CFIHOS-60000095 |  | 2017-02-13 23:00 | 2021-10-12 16:02 |  | V1.2 | STANDARD
material specification | A193-B8C |  | CFIHOS-60000096 |  | 2017-02-13 23:00 | 2021-10-12 16:02 |  | V1.2 | STANDARD
material specification | A193-B8M |  | CFIHOS-60000097 |  | 2017-02-13 23:00 | 2021-10-12 16:02 |  | V1.2 | STANDARD
material specification | A193-B8T |  | CFIHOS-60000098 |  | 2017-02-13 23:00 | 2021-10-12 16:02 |  | V1.2 | STANDARD
material specification | A320-B8 |  | CFIHOS-60000099 |  | 2017-02-13 23:00 | 2021-10-12 16:02 |  | V1.2 | STANDARD
material specification | AL 1060 |  | CFIHOS-60000136 |  | 2017-02-13 23:00 | 2021-10-12 16:02 |  | V1.2 | STANDARD
material specification | AL 1100 |  | CFIHOS-60000137 |  | 2017-02-13 23:00 | 2021-10-12 16:02 |  | V1.2 | STANDARD
material specification | AL 2024 |  | CFIHOS-60000138 |  | 2017-02-13 23:00 | 2021-10-12 16:02 |  | V1.2 | STANDARD
material specification | AL 204 |  | CFIHOS-60000139 |  | 2017-02-13 23:00 | 2021-10-12 16:02 |  | V1.2 | STANDARD
material specification | AL 3003 |  | CFIHOS-60000140 |  | 2017-02-13 23:00 | 2021-10-12 16:02 |  | V1.2 | STANDARD
material specification | AL 3004 |  | CFIHOS-60000141 |  | 2017-02-13 23:00 | 2021-10-12 16:02 |  | V1.2 | STANDARD
material specification | AL 356 |  | CFIHOS-60000142 |  | 2017-02-13 23:00 | 2021-10-12 16:02 |  | V1.2 | STANDARD
material specification | AL 5050 |  | CFIHOS-60000143 |  | 2017-02-13 23:00 | 2021-10-12 16:02 |  | V1.2 | STANDARD
material specification | AL 5052 |  | CFIHOS-60000144 |  | 2017-02-13 23:00 | 2021-10-12 16:02 |  | V1.2 | STANDARD
material specification | AL 5083 |  | CFIHOS-60000145 |  | 2017-02-13 23:00 | 2021-10-12 16:02 |  | V1.2 | STANDARD
material specification | AL 5086 |  | CFIHOS-60000146 |  | 2017-02-13 23:00 | 2021-10-12 16:02 |  | V1.2 | STANDARD
material specification | AL 5154 |  | CFIHOS-60000147 |  | 2017-02-13 23:00 | 2021-10-12 16:02 |  | V1.2 | STANDARD
material specification | AL 5254 |  | CFIHOS-60000148 |  | 2017-02-13 23:00 | 2021-10-12 16:02 |  | V1.2 | STANDARD
material specification | AL 5454 |  | CFIHOS-60000149 |  | 2017-02-13 23:00 | 2021-10-12 16:02 |  | V1.2 | STANDARD
material specification | AL 5456 |  | CFIHOS-60000150 |  | 2017-02-13 23:00 | 2021-10-12 16:02 |  | V1.2 | STANDARD
material specification | AL 5652 |  | CFIHOS-60000151 |  | 2017-02-13 23:00 | 2021-10-12 16:02 |  | V1.2 | STANDARD
material specification | AL 6061 |  | CFIHOS-60000152 |  | 2017-02-13 23:00 | 2021-10-12 16:02 |  | V1.2 | STANDARD
material specification | AL 6063 |  | CFIHOS-60000153 |  | 2017-02-13 23:00 | 2021-10-12 16:02 |  | V1.2 | STANDARD
material specification | AL B443 |  | CFIHOS-60000154 |  | 2017-02-13 23:00 | 2021-10-12 16:02 |  | V1.2 | STANDARD
material specification | AL6X |  | CFIHOS-60000155 |  | 2017-02-13 23:00 | 2021-10-12 16:02 |  | V1.2 | STANDARD
material specification | AL6XN |  | CFIHOS-60000156 |  | 2017-02-13 23:00 | 2021-10-12 16:02 |  | V1.2 | STANDARD
material specification | AL7072 |  | CFIHOS-60000157 |  | 2017-02-13 23:00 | 2021-10-12 16:02 |  | V1.2 | STANDARD
material specification | ALLOY 20 |  | CFIHOS-60000158 |  | 2017-02-13 23:00 | 2021-10-12 16:02 |  | V1.2 | STANDARD
material specification | ALLOY 200 |  | CFIHOS-60000160 |  | 2017-02-13 23:00 | 2021-10-12 16:02 |  | V1.2 | STANDARD
material specification | ALLOY 201 |  | CFIHOS-60000161 |  | 2017-02-13 23:00 | 2021-10-12 16:02 |  | V1.2 | STANDARD
material specification | ALLOY 20CB |  | CFIHOS-60000162 |  | 2017-02-13 23:00 | 2021-10-12 16:02 |  | V1.2 | STANDARD
material specification | ALLOY 2205 (22Cr-5Ni) |  | CFIHOS-60000163 |  | 2017-02-13 23:00 | 2021-10-12 16:02 |  | V1.2 | STANDARD
material specification | ALLOY 36NI |  | CFIHOS-60000164 |  | 2017-02-13 23:00 | 2021-10-12 16:02 |  | V1.2 | STANDARD
material specification | ALLOY 400 |  | CFIHOS-60000165 |  | 2017-02-13 23:00 | 2021-10-12 16:02 |  | V1.2 | STANDARD
material specification | ALLOY 400PWHT |  | CFIHOS-60000166 |  | 2017-02-13 23:00 | 2021-10-12 16:02 |  | V1.2 | STANDARD
material specification | ALLOY 405 |  | CFIHOS-60000167 |  | 2017-02-13 23:00 | 2021-10-12 16:02 |  | V1.2 | STANDARD
material specification | ALLOY 500 |  | CFIHOS-60000168 |  | 2017-02-13 23:00 | 2021-10-12 16:02 |  | V1.2 | STANDARD
material specification | ALLOY 600 |  | CFIHOS-60000169 |  | 2017-02-13 23:00 | 2021-10-12 16:02 |  | V1.2 | STANDARD
material specification | ALLOY 625 | Cr = 25 - 23, Fe = 5, Mo = 8 - 10, C = 0.1 Other 3.15 - 4.15 (Cb + Ta) | CFIHOS-60000170 |  | 2017-02-13 23:00 | 2021-10-12 16:02 |  | V1.2 | STANDARD
material specification | ALLOY 690 |  | CFIHOS-60000171 |  | 2017-02-13 23:00 | 2021-10-12 16:02 |  | V1.2 | STANDARD
material specification | ALLOY 700 |  | CFIHOS-60000172 |  | 2017-02-13 23:00 | 2021-10-12 16:02 |  | V1.2 | STANDARD
material specification | ALLOY 718 |  | CFIHOS-60000173 |  | 2017-02-13 23:00 | 2021-10-12 16:02 |  | V1.2 | STANDARD
material specification | ALLOY 800 |  | CFIHOS-60000174 |  | 2017-02-13 23:00 | 2021-10-12 16:02 |  | V1.2 | STANDARD
material specification | ALLOY 800H |  | CFIHOS-60000175 |  | 2017-02-13 23:00 | 2021-10-12 16:02 |  | V1.2 | STANDARD
material specification | ALLOY 800HT |  | CFIHOS-60000176 |  | 2017-02-13 23:00 | 2021-10-12 16:02 |  | V1.2 | STANDARD
material specification | ALLOY 825 |  | CFIHOS-60000177 |  | 2017-02-13 23:00 | 2021-10-12 16:02 |  | V1.2 | STANDARD
material specification | ALLOY B |  | CFIHOS-60000178 |  | 2017-02-13 23:00 | 2021-10-12 16:02 |  | V1.2 | STANDARD
material specification | ALLOY B2 |  | CFIHOS-60000179 |  | 2017-02-13 23:00 | 2021-10-12 16:02 |  | V1.2 | STANDARD
material specification | ALLOY C |  | CFIHOS-60000180 |  | 2017-02-13 23:00 | 2021-10-12 16:02 |  | V1.2 | STANDARD
material specification | ALLOY C-2000 |  | CFIHOS-60000181 |  | 2017-02-13 23:00 | 2021-10-12 16:02 |  | V1.2 | STANDARD
material specification | ALLOY C-22 |  | CFIHOS-60000182 |  | 2017-02-13 23:00 | 2021-10-12 16:02 |  | V1.2 | STANDARD
material specification | ALLOY C-276 | Cr = 14.5 - 16.5, Fe = 4 - 7, Mo = 15 - 17, C = 0.02 Other 3.0 - 4.5 (W) | CFIHOS-60000183 |  | 2017-02-13 23:00 | 2021-10-12 16:02 |  | V1.2 | STANDARD
material specification | ALLOY C-4 |  | CFIHOS-60000184 |  | 2017-02-13 23:00 | 2021-10-12 16:02 |  | V1.2 | STANDARD
material specification | ALLOY D |  | CFIHOS-60000185 |  | 2017-02-13 23:00 | 2021-10-12 16:02 |  | V1.2 | STANDARD
material specification | ALLOY G |  | CFIHOS-60000186 |  | 2017-02-13 23:00 | 2021-10-12 16:02 |  | V1.2 | STANDARD
material specification | ALLOY G2 |  | CFIHOS-60000187 |  | 2017-02-13 23:00 | 2021-10-12 16:02 |  | V1.2 | STANDARD
material specification | ALLOY G3 |  | CFIHOS-60000188 |  | 2017-02-13 23:00 | 2021-10-12 16:02 |  | V1.2 | STANDARD
material specification | ALLOY G30 |  | CFIHOS-60000189 |  | 2017-02-13 23:00 | 2021-10-12 16:02 |  | V1.2 | STANDARD
material specification | ALLOY H |  | CFIHOS-60000190 |  | 2017-02-13 23:00 | 2021-10-12 16:02 |  | V1.2 | STANDARD
material specification | ALLOY H9M |  | CFIHOS-60000191 |  | 2017-02-13 23:00 | 2021-10-12 16:02 |  | V1.2 | STANDARD
material specification | ALLOY N |  | CFIHOS-60000192 |  | 2017-02-13 23:00 | 2021-10-12 16:02 |  | V1.2 | STANDARD
material specification | ALLOY X |  | CFIHOS-60000193 |  | 2017-02-13 23:00 | 2021-10-12 16:02 |  | V1.2 | STANDARD
material specification | ALLOY X750 |  | CFIHOS-60000194 |  | 2017-02-13 23:00 | 2021-10-12 16:02 |  | V1.2 | STANDARD
material specification | ALONIZED |  | CFIHOS-60000195 |  | 2017-02-13 23:00 | 2021-10-12 16:02 |  | V1.2 | STANDARD
material specification | ANODIZED |  | CFIHOS-60000203 |  | 2017-02-13 23:00 | 2021-10-12 16:02 |  | V1.2 | STANDARD
material specification | ARMCO |  | CFIHOS-60000205 |  | 2017-02-13 23:00 | 2021-10-12 16:02 |  | V1.2 | STANDARD
material specification | C-0.25MO |  | CFIHOS-60000252 |  | 2017-02-13 23:00 | 2021-10-12 16:02 |  | V1.2 | STANDARD
material specification | C-0.3MO |  | CFIHOS-60000253 |  | 2017-02-13 23:00 | 2021-10-12 16:02 |  | V1.2 | STANDARD
material specification | C-0.5MO |  | CFIHOS-60000254 |  | 2017-02-13 23:00 | 2021-10-12 16:02 |  | V1.2 | STANDARD
material specification | C-1MO |  | CFIHOS-60000255 |  | 2017-02-13 23:00 | 2021-10-12 16:02 |  | V1.2 | STANDARD
material specification | CA-15 |  | CFIHOS-60000256 |  | 2017-02-13 23:00 | 2021-10-12 16:02 |  | V1.2 | STANDARD
material specification | CA-6NM |  | CFIHOS-60000257 |  | 2017-02-13 23:00 | 2021-10-12 16:02 |  | V1.2 | STANDARD
material specification | CADMIUM PL |  | CFIHOS-60000258 |  | 2017-02-13 23:00 | 2021-10-12 16:02 |  | V1.2 | STANDARD
material specification | CB-30 |  | CFIHOS-60000277 |  | 2017-02-13 23:00 | 2021-10-12 16:02 |  | V1.2 | STANDARD
material specification | CD-4MCU |  | CFIHOS-60000278 |  | 2017-02-13 23:00 | 2021-10-12 16:02 |  | V1.2 | STANDARD
material specification | CF-20 |  | CFIHOS-60000288 |  | 2017-02-13 23:00 | 2021-10-12 16:02 |  | V1.2 | STANDARD
material specification | CHROMIUM PL |  | CFIHOS-60000302 |  | 2017-02-13 23:00 | 2021-10-12 16:02 |  | V1.2 | STANDARD
material specification | CLAD 12CR |  | CFIHOS-60000306 |  | 2017-02-13 23:00 | 2021-10-12 16:02 |  | V1.2 | STANDARD
material specification | CLAD 316L SS |  | CFIHOS-60000307 |  | 2017-02-13 23:00 | 2021-10-12 16:02 |  | V1.2 | STANDARD
material specification | CLAD 321 SS |  | CFIHOS-60000308 |  | 2017-02-13 23:00 | 2021-10-12 16:02 |  | V1.2 | STANDARD
material specification | CLAD ALLOY 400 |  | CFIHOS-60000309 |  | 2017-02-13 23:00 | 2021-10-12 16:02 |  | V1.2 | STANDARD
material specification | CLAD ALLOY 625 |  | CFIHOS-60000310 |  | 2017-02-13 23:00 | 2021-10-12 16:02 |  | V1.2 | STANDARD
material specification | CLAD ALLOY 825 |  | CFIHOS-60000311 |  | 2017-02-13 23:00 | 2021-10-12 16:02 |  | V1.2 | STANDARD
material specification | CLAD OTHER |  | CFIHOS-60000312 |  | 2017-02-13 23:00 | 2021-10-12 16:02 |  | V1.2 | STANDARD
material specification | CN-7M |  | CFIHOS-60000315 |  | 2017-02-13 23:00 | 2021-10-12 16:02 |  | V1.2 | STANDARD
material specification | CU 836 |  | CFIHOS-60000337 |  | 2017-02-13 23:00 | 2021-10-12 16:02 |  | V1.2 | STANDARD
material specification | CU 875 |  | CFIHOS-60000338 |  | 2017-02-13 23:00 | 2021-10-12 16:02 |  | V1.2 | STANDARD
material specification | CU 922 |  | CFIHOS-60000339 |  | 2017-02-13 23:00 | 2021-10-12 16:02 |  | V1.2 | STANDARD
material specification | CU 937 |  | CFIHOS-60000340 |  | 2017-02-13 23:00 | 2021-10-12 16:02 |  | V1.2 | STANDARD
material specification | CU 952 |  | CFIHOS-60000341 |  | 2017-02-13 23:00 | 2021-10-12 16:02 |  | V1.2 | STANDARD
material specification | CU 954 |  | CFIHOS-60000342 |  | 2017-02-13 23:00 | 2021-10-12 16:02 |  | V1.2 | STANDARD
material specification | CU 976 |  | CFIHOS-60000343 |  | 2017-02-13 23:00 | 2021-10-12 16:02 |  | V1.2 | STANDARD
material specification | CU 978 |  | CFIHOS-60000344 |  | 2017-02-13 23:00 | 2021-10-12 16:02 |  | V1.2 | STANDARD
material specification | CU ALLOY 66-30-2-2 |  | CFIHOS-60000345 |  | 2017-02-13 23:00 | 2021-10-12 16:02 |  | V1.2 | STANDARD
material specification | CU ALLOY 70-30 CU-NI |  | CFIHOS-60000346 |  | 2017-02-13 23:00 | 2021-10-12 16:02 |  | V1.2 | STANDARD
material specification | CU ALLOY 90-10 CU-NI |  | CFIHOS-60000347 |  | 2017-02-13 23:00 | 2021-10-12 16:02 |  | V1.2 | STANDARD
material specification | CU ALLOY ADM-BRASS |  | CFIHOS-60000348 |  | 2017-02-13 23:00 | 2021-10-12 16:02 |  | V1.2 | STANDARD
material specification | CU ALLOY AL-BRASS |  | CFIHOS-60000349 |  | 2017-02-13 23:00 | 2021-10-12 16:02 |  | V1.2 | STANDARD
material specification | CU ALLOY AL-BRONZE |  | CFIHOS-60000350 |  | 2017-02-13 23:00 | 2021-10-12 16:02 |  | V1.2 | STANDARD
material specification | CU-FE |  | CFIHOS-60000351 |  | 2017-02-13 23:00 | 2021-10-12 16:02 |  | V1.2 | STANDARD
material specification | CU-NI |  | CFIHOS-60000352 |  | 2017-02-13 23:00 | 2021-10-12 16:02 |  | V1.2 | STANDARD
material specification | CU-NI 70/30 |  | CFIHOS-60000353 |  | 2017-02-13 23:00 | 2021-10-12 16:02 |  | V1.2 | STANDARD
material specification | CU-NI 80/20 |  | CFIHOS-60000354 |  | 2017-02-13 23:00 | 2021-10-12 16:02 |  | V1.2 | STANDARD
material specification | CU-NI 90/10 |  | CFIHOS-60000355 |  | 2017-02-13 23:00 | 2021-10-12 16:02 |  | V1.2 | STANDARD
material specification | CU-NI 95/5 |  | CFIHOS-60000356 |  | 2017-02-13 23:00 | 2021-10-12 16:02 |  | V1.2 | STANDARD
material specification | Carbon Steel (Postweld Heat Treated) |  | CFIHOS-60000267 |  | 2017-02-13 23:00 | 2021-10-12 16:02 |  | V1.2 | STANDARD
material specification | Carbon Steel HIC Resistant |  | CFIHOS-60000268 |  | 2017-02-13 23:00 | 2021-10-12 16:02 |  | V1.2 | STANDARD
material specification | Carbon Steel HIC Resistant (Postweld Heat Treated) |  | CFIHOS-60000269 |  | 2017-02-13 23:00 | 2021-10-12 16:02 |  | V1.2 | STANDARD
material specification | Carbon Steel LowTemp |  | CFIHOS-60000270 |  | 2017-02-13 23:00 | 2021-10-12 16:02 |  | V1.2 | STANDARD
material specification | DUCTILE IRON | Cast Iron containing spheroidal nodules of graphite in the as-cast condition | CFIHOS-60000394 |  | 2017-02-13 23:00 | 2021-10-12 16:02 |  | V1.2 | STANDARD
material specification | DUPLEX SS 2205 |  | CFIHOS-60000395 |  | 2017-02-13 23:00 | 2021-10-12 16:02 |  | V1.2 | STANDARD
material specification | DUPLEX SS 2304 |  | CFIHOS-60000396 |  | 2017-02-13 23:00 | 2021-10-12 16:02 |  | V1.2 | STANDARD
material specification | DUPLEX SS 2507 |  | CFIHOS-60000397 |  | 2017-02-13 23:00 | 2021-10-12 16:02 |  | V1.2 | STANDARD
material specification | DUPLEX SS Other |  | CFIHOS-60000398 |  | 2017-02-13 23:00 | 2021-10-12 16:02 |  | V1.2 | STANDARD
material specification | EPDM | EPDM is an abbreviation of a compound called Ethylene Propylene Diene Monomer | CFIHOS-60000447 |  | 2017-02-13 23:00 | 2021-10-12 16:02 |  | V1.2 | STANDARD
material specification | EPMD GSKT |  | CFIHOS-60000449 |  | 2017-02-13 23:00 | 2021-10-12 16:02 |  | V1.2 | STANDARD
material specification | FEP |  | CFIHOS-60000498 |  | 2017-02-13 23:00 | 2021-10-12 16:02 |  | V1.2 | STANDARD
material specification | FPM |  | CFIHOS-60000518 |  | 2017-02-13 23:00 | 2021-10-12 16:02 |  | V1.2 | STANDARD
material specification | FPM GSKT |  | CFIHOS-60000519 |  | 2017-02-13 23:00 | 2021-10-12 16:02 |  | V1.2 | STANDARD
material specification | FRP-EPOXY |  | CFIHOS-60000523 |  | 2017-02-13 23:00 | 2021-10-12 16:02 |  | V1.2 | STANDARD
material specification | FRP-FURAN |  | CFIHOS-60000524 |  | 2017-02-13 23:00 | 2021-10-12 16:02 |  | V1.2 | STANDARD
operation continuous intermittent | intermittent |  | CFIHOS-60000649 |  | 2017-02-13 23:00 | 2021-10-12 16:02 |  | FR69 | STANDARD
operation continuous intermittent | stand by |  | CFIHOS-60001237 |  | 2017-02-13 23:00 | 2021-10-12 16:02 |  | FR69 | STANDARD
operation type | parallel |  | CFIHOS-60000914 |  | 2017-02-13 23:00 | 2021-10-12 16:02 |  | CR0032 | STANDARD
operation type | single |  | CFIHOS-60001204 |  | 2017-02-13 23:00 | 2021-10-12 16:02 |  | CR0032 | STANDARD
orifice shape | concentric |  | CFIHOS-60000318 |  | 2017-02-13 23:00 | 2021-10-12 16:02 |  | FR69 | STANDARD
orifice shape | eccentric | A physical object intended to cause a non-circumferential motion at the outside of a rotating component and either mounted on a wheel, shaft, etc. or part thereof. | CFIHOS-60000403 |  | 2017-02-13 23:00 | 2021-10-12 16:02 |  | FR69 | STANDARD
orifice shape | other |  | CFIHOS-60000902 |  | 2017-02-13 23:00 | 2021-10-12 16:02 |  | V1.2 | STANDARD
orifice shape | quarter circle |  | CFIHOS-60001031 |  | 2017-02-13 23:00 | 2021-10-12 16:02 |  | FR69 | STANDARD
orifice shape | segmental |  | CFIHOS-60001189 |  | 2017-02-13 23:00 | 2021-10-12 16:02 |  | FR69 | STANDARD
pigging requirements | No | no means negative | CFIHOS-60001700 |  | 2019-05-14 10:23 | 2021-10-12 16:02 | 2021-10-12T15:02:03.835Z | CR0028;FR60 | TERMINATED
pigging requirements | Yes | yes means affirmative | CFIHOS-60001699 |  | 2019-05-14 10:23 | 2021-10-12 16:02 | 2021-10-12T15:02:03.835Z | CR0028;FR60 | TERMINATED
position detection method | electric |  | CFIHOS-60000437 |  | 2017-02-13 23:00 | 2021-10-12 16:02 |  | V1.2 | STANDARD
position detection method | foundation fieldbus |  | CFIHOS-60000516 |  | 2017-02-13 23:00 | 2021-10-12 16:02 |  | V1.2 | STANDARD
position detection method | pneumatic |  | CFIHOS-60000962 |  | 2017-02-13 23:00 | 2021-10-12 16:02 |  | V1.2 | STANDARD
power supply cooling method | air | An odourless and colourless mixture of gases and vapours that surround the Earth. At sea level, the composition of dry air is mainly nitrogen (78.09%) and oxygen (20.95%), with an average relative molecular weight of 29. | CFIHOS-60000127 |  | 2017-02-13 23:00 | 2021-10-12 16:02 |  | FR69 | STANDARD
power supply cooling method | water | A colourless, odourless, tasteless, and non-flammable liquid with the chemical formula H2O that covers two-thirds of the surface of the planet. With a freezing point of 0°C and boiling point of 100°C at atmospheric pressure. | CFIHOS-60001341 |  | 2017-02-13 23:00 | 2021-10-12 16:02 |  | FR69;FR74 | STANDARD
stream class | energy stream | A flux of energy that moves along a path. | CFIHOS-60002264 |  | 2021-10-05 06:11 | 2021-10-12 16:02 |  | FR43 | STANDARD
stream class | information stream | A flux of information that transmits a set of structured, semantically defined, data between a source and a destination. | CFIHOS-60002265 |  | 2021-10-05 06:11 | 2021-10-12 16:02 |  | FR43 | STANDARD
stream class | material stream | A flux of material that moves along a path. | CFIHOS-60002263 |  | 2021-10-05 06:11 | 2021-10-12 16:02 |  | FR43 | STANDARD
support type | concrete foundation |  | CFIHOS-60000321 |  | 2017-02-13 23:00 | 2021-10-12 16:02 |  | FR69 | STANDARD
support type | gravel | An inanimate physical object that is a mixture of coarse sand and small water-worn or ponded stones, used for paths and roads as an aggregate. | CFIHOS-60000553 |  | 2017-02-13 23:00 | 2021-10-12 16:02 |  | FR69 | STANDARD
support type | ground | An inanimate physical object which is the solid surface of the earth. | CFIHOS-60000558 |  | 2017-02-13 23:00 | 2021-10-12 16:02 |  | FR69 | STANDARD
support type | i-beam structure |  | CFIHOS-60000606 |  | 2017-02-13 23:00 | 2021-10-12 16:02 |  | FR69 | STANDARD
support type | legs |  | CFIHOS-60000766 |  | 2017-02-13 23:00 | 2021-10-12 16:02 |  | FR69 | STANDARD
support type | lugs | A physical object that is a specially designed load bearing plate type attachment to an item, generally provided with a hole | CFIHOS-60000784 |  | 2017-02-13 23:00 | 2021-10-12 16:02 |  | FR69 | STANDARD
support type | pipe rack |  | CFIHOS-60000948 |  | 2017-02-13 23:00 | 2021-10-12 16:02 |  | FR69 | STANDARD
support type | saddle | A support that is an assembly of plates and profiles with a saddleshaped plate at the top intended to support an horizontal vessel or tank | CFIHOS-60001170 |  | 2017-02-13 23:00 | 2021-10-12 16:02 |  | V1.2 | STANDARD
support type | skid | A 'support' intended to support items when being manufactured, transported, handled or installed. | CFIHOS-60001214 |  | 2017-02-13 23:00 | 2021-10-12 16:02 |  | V1.2 | STANDARD
support type | skirt | A physical object that is an encircling outer part. | CFIHOS-60001215 |  | 2017-02-13 23:00 | 2021-10-12 16:02 |  | FR69 | STANDARD
support type | sleeper |  | CFIHOS-60001216 |  | 2017-02-13 23:00 | 2021-10-12 16:02 |  | FR69 | STANDARD
tank roof drain type | flexible home |  | CFIHOS-60000508 |  | 2017-02-13 23:00 | 2021-10-12 16:02 |  | FR69 | STANDARD
tank roof drain type | none |  | CFIHOS-60000869 |  | 2017-02-13 23:00 | 2021-10-12 16:02 |  | V1.2 | STANDARD
tank roof drain type | swing joint |  | CFIHOS-60001272 |  | 2017-02-13 23:00 | 2021-10-12 16:02 |  | FR69 | STANDARD
tank roof drain type | swivel joint | An artefact joining two parts so that one or both can pivot freely (as on a bolt or pin) | CFIHOS-60001273 |  | 2017-02-13 23:00 | 2021-10-12 16:02 |  | FR69 | STANDARD
tank roof drain type | syphon |  | CFIHOS-60001275 |  | 2017-02-13 23:00 | 2021-10-12 16:02 |  | FR69 | STANDARD
tank roof type | annular pontoon floating roof |  | CFIHOS-60000202 |  | 2017-02-13 23:00 | 2021-10-12 16:02 |  | V1.2 | STANDARD
tank roof type | double deck floating roof |  | CFIHOS-60000384 |  | 2017-02-13 23:00 | 2021-10-12 16:02 |  | V1.2 | STANDARD
tank roof type | external floating roof |  | CFIHOS-60000496 |  | 2017-02-13 23:00 | 2021-10-12 16:02 |  | V1.2 | STANDARD
material specification | SA-178 GR-A (TUBE) |  | CFIHOS-60001070 |  | 2017-02-13 23:00 | 2021-10-12 16:02 |  | V1.2 | STANDARD
material specification | SA-178 GR-C (TUB |  | CFIHOS-60001071 |  | 2017-02-13 23:00 | 2021-10-12 16:02 |  | V1.2 | STANDARD
material specification | SA-179 (TUBE) |  | CFIHOS-60001072 |  | 2017-02-13 23:00 | 2021-10-12 16:02 |  | V1.2 | STANDARD
material specification | SA-192 (TUBE) |  | CFIHOS-60001073 |  | 2017-02-13 23:00 | 2021-10-12 16:02 |  | V1.2 | STANDARD
material specification | SA-193-B7 |  | CFIHOS-60001074 |  | 2017-02-13 23:00 | 2021-10-12 16:02 |  | V1.2 | STANDARD
material specification | SA-193-B7M |  | CFIHOS-60001075 |  | 2017-02-13 23:00 | 2021-10-12 16:02 |  | V1.2 | STANDARD
material specification | SA-202 GR-A |  | CFIHOS-60001076 |  | 2017-02-13 23:00 | 2021-10-12 16:02 |  | V1.2 | STANDARD
material specification | SA-202 GR-B |  | CFIHOS-60001077 |  | 2017-02-13 23:00 | 2021-10-12 16:02 |  | V1.2 | STANDARD
material specification | SA-203 GR-A |  | CFIHOS-60001078 |  | 2017-02-13 23:00 | 2021-10-12 16:02 |  | V1.2 | STANDARD
material specification | SA-203 GR-B |  | CFIHOS-60001079 |  | 2017-02-13 23:00 | 2021-10-12 16:02 |  | V1.2 | STANDARD
material specification | SA-203 GR-D |  | CFIHOS-60001080 |  | 2017-02-13 23:00 | 2021-10-12 16:02 |  | V1.2 | STANDARD
material specification | SA-203 GR-E |  | CFIHOS-60001081 |  | 2017-02-13 23:00 | 2021-10-12 16:02 |  | V1.2 | STANDARD
material specification | SA-203 GR-F |  | CFIHOS-60001082 |  | 2017-02-13 23:00 | 2021-10-12 16:02 |  | V1.2 | STANDARD
material specification | SA-203 GR-G |  | CFIHOS-60001083 |  | 2017-02-13 23:00 | 2021-10-12 16:02 |  | V1.2 | STANDARD
material specification | SA-204 GR-A |  | CFIHOS-60001084 |  | 2017-02-13 23:00 | 2021-10-12 16:02 |  | V1.2 | STANDARD
material specification | SA-204 GR-B |  | CFIHOS-60001085 |  | 2017-02-13 23:00 | 2021-10-12 16:02 |  | V1.2 | STANDARD
material specification | SA-204 GR-C |  | CFIHOS-60001086 |  | 2017-02-13 23:00 | 2021-10-12 16:02 |  | V1.2 | STANDARD
material specification | SA-210 GR-A-1 (T |  | CFIHOS-60001087 |  | 2017-02-13 23:00 | 2021-10-12 16:02 |  | V1.2 | STANDARD
material specification | SA-210 GR-C (TUBE) |  | CFIHOS-60001088 |  | 2017-02-13 23:00 | 2021-10-12 16:02 |  | V1.2 | STANDARD
material specification | SA-214 (TUBE) |  | CFIHOS-60001089 |  | 2017-02-13 23:00 | 2021-10-12 16:02 |  | V1.2 | STANDARD
material specification | SA-226 (TUBE) |  | CFIHOS-60001090 |  | 2017-02-13 23:00 | 2021-10-12 16:02 |  | V1.2 | STANDARD
material specification | SA-283 GR-A |  | CFIHOS-60001091 |  | 2017-02-13 23:00 | 2021-10-12 16:02 |  | V1.2 | STANDARD
material specification | SA-283 GR-B |  | CFIHOS-60001092 |  | 2017-02-13 23:00 | 2021-10-12 16:02 |  | V1.2 | STANDARD
material specification | SA-283 GR-C |  | CFIHOS-60001093 |  | 2017-02-13 23:00 | 2021-10-12 16:02 |  | V1.2 | STANDARD
material specification | SA-283 GR-D |  | CFIHOS-60001094 |  | 2017-02-13 23:00 | 2021-10-12 16:02 |  | V1.2 | STANDARD
material specification | SA-285 GR-A |  | CFIHOS-60001095 |  | 2017-02-13 23:00 | 2021-10-12 16:02 |  | V1.2 | STANDARD
material specification | SA-285 GR-B |  | CFIHOS-60001096 |  | 2017-02-13 23:00 | 2021-10-12 16:02 |  | V1.2 | STANDARD
material specification | SA-285 GR-C |  | CFIHOS-60001097 |  | 2017-02-13 23:00 | 2021-10-12 16:02 |  | V1.2 | STANDARD
material specification | SA-299 |  | CFIHOS-60001098 |  | 2017-02-13 23:00 | 2021-10-12 16:02 |  | V1.2 | STANDARD
material specification | SA-302 GR-A |  | CFIHOS-60001099 |  | 2017-02-13 23:00 | 2021-10-12 16:02 |  | V1.2 | STANDARD
material specification | SA-302 GR-B |  | CFIHOS-60001100 |  | 2017-02-13 23:00 | 2021-10-12 16:02 |  | V1.2 | STANDARD
material specification | SA-302 GR-C |  | CFIHOS-60001101 |  | 2017-02-13 23:00 | 2021-10-12 16:02 |  | V1.2 | STANDARD
material specification | SA-302 GR-D |  | CFIHOS-60001102 |  | 2017-02-13 23:00 | 2021-10-12 16:02 |  | V1.2 | STANDARD
material specification | SA-325 |  | CFIHOS-60001104 |  | 2017-02-13 23:00 | 2021-10-12 16:02 |  | V1.2 | STANDARD
material specification | SA-333 GR-1 (PIPE) |  | CFIHOS-60001105 |  | 2017-02-13 23:00 | 2021-10-12 16:02 |  | V1.2 | STANDARD
material specification | SA-334 GR-1 (TUBE) |  | CFIHOS-60001106 |  | 2017-02-13 23:00 | 2021-10-12 16:02 |  | V1.2 | STANDARD
material specification | SA-387 CI.1 GR-11 |  | CFIHOS-60001107 |  | 2017-02-13 23:00 | 2021-10-12 16:02 |  | V1.2 | STANDARD
material specification | SA-387 CI.1 GR-12 |  | CFIHOS-60001108 |  | 2017-02-13 23:00 | 2021-10-12 16:02 |  | V1.2 | STANDARD
material specification | SA-387 CI.1 GR-2 |  | CFIHOS-60001109 |  | 2017-02-13 23:00 | 2021-10-12 16:02 |  | V1.2 | STANDARD
material specification | SA-387 CI.1 GR-21 |  | CFIHOS-60001110 |  | 2017-02-13 23:00 | 2021-10-12 16:02 |  | V1.2 | STANDARD
material specification | SA-387 CI.1 GR-22 |  | CFIHOS-60001111 |  | 2017-02-13 23:00 | 2021-10-12 16:02 |  | V1.2 | STANDARD
material specification | SA-387 CI.1 GR-5 |  | CFIHOS-60001112 |  | 2017-02-13 23:00 | 2021-10-12 16:02 |  | V1.2 | STANDARD
material specification | SA-387 CI.2 GR-11 |  | CFIHOS-60001113 |  | 2017-02-13 23:00 | 2021-10-12 16:02 |  | V1.2 | STANDARD
material specification | SA-387 CI.2 GR-12 |  | CFIHOS-60001114 |  | 2017-02-13 23:00 | 2021-10-12 16:02 |  | V1.2 | STANDARD
material specification | SA-387 CI.2 GR-2 |  | CFIHOS-60001115 |  | 2017-02-13 23:00 | 2021-10-12 16:02 |  | V1.2 | STANDARD
material specification | SA-387 CI.2 GR-21 |  | CFIHOS-60001116 |  | 2017-02-13 23:00 | 2021-10-12 16:02 |  | V1.2 | STANDARD
material specification | SA-387 CI.2 GR-22 |  | CFIHOS-60001117 |  | 2017-02-13 23:00 | 2021-10-12 16:02 |  | V1.2 | STANDARD
material specification | SA-387 CI.2 GR-5 |  | CFIHOS-60001118 |  | 2017-02-13 23:00 | 2021-10-12 16:02 |  | V1.2 | STANDARD
material specification | SA-387 CI.2 GR-91 |  | CFIHOS-60001119 |  | 2017-02-13 23:00 | 2021-10-12 16:02 |  | V1.2 | STANDARD
material specification | SA-414 GR-A |  | CFIHOS-60001120 |  | 2017-02-13 23:00 | 2021-10-12 16:02 |  | V1.2 | STANDARD
material specification | SA-414 GR-B |  | CFIHOS-60001121 |  | 2017-02-13 23:00 | 2021-10-12 16:02 |  | V1.2 | STANDARD
material specification | SA-414 GR-C |  | CFIHOS-60001122 |  | 2017-02-13 23:00 | 2021-10-12 16:02 |  | V1.2 | STANDARD
material specification | SA-414 GR-D |  | CFIHOS-60001123 |  | 2017-02-13 23:00 | 2021-10-12 16:02 |  | V1.2 | STANDARD
material specification | SA-414 GR-E |  | CFIHOS-60001124 |  | 2017-02-13 23:00 | 2021-10-12 16:02 |  | V1.2 | STANDARD
material specification | SA-414 GR-F |  | CFIHOS-60001125 |  | 2017-02-13 23:00 | 2021-10-12 16:02 |  | V1.2 | STANDARD
material specification | SA-414 GR-G |  | CFIHOS-60001126 |  | 2017-02-13 23:00 | 2021-10-12 16:02 |  | V1.2 | STANDARD
material specification | SA-449 |  | CFIHOS-60001127 |  | 2017-02-13 23:00 | 2021-10-12 16:02 |  | V1.2 | STANDARD
material specification | SA-455 GR-55 |  | CFIHOS-60001128 |  | 2017-02-13 23:00 | 2021-10-12 16:02 |  | V1.2 | STANDARD
material specification | SA-455 GR-60 |  | CFIHOS-60001129 |  | 2017-02-13 23:00 | 2021-10-12 16:02 |  | V1.2 | STANDARD
material specification | SA-455 GR-65 |  | CFIHOS-60001130 |  | 2017-02-13 23:00 | 2021-10-12 16:02 |  | V1.2 | STANDARD
material specification | SA-490 |  | CFIHOS-60001131 |  | 2017-02-13 23:00 | 2021-10-12 16:02 |  | V1.2 | STANDARD
material specification | SA-515 GR-55 |  | CFIHOS-60001132 |  | 2017-02-13 23:00 | 2021-10-12 16:02 |  | V1.2 | STANDARD
material specification | SA-515 GR-60 |  | CFIHOS-60001133 |  | 2017-02-13 23:00 | 2021-10-12 16:02 |  | V1.2 | STANDARD
material specification | SA-515 GR-65 |  | CFIHOS-60001134 |  | 2017-02-13 23:00 | 2021-10-12 16:02 |  | V1.2 | STANDARD
material specification | SA-515 GR-70 |  | CFIHOS-60001135 |  | 2017-02-13 23:00 | 2021-10-12 16:02 |  | V1.2 | STANDARD
material specification | SA-516 GR-55 |  | CFIHOS-60001136 |  | 2017-02-13 23:00 | 2021-10-12 16:02 |  | V1.2 | STANDARD
material specification | SA-516 GR-60 |  | CFIHOS-60001137 |  | 2017-02-13 23:00 | 2021-10-12 16:02 |  | V1.2 | STANDARD
material specification | SA-516 GR-65 |  | CFIHOS-60001138 |  | 2017-02-13 23:00 | 2021-10-12 16:02 |  | V1.2 | STANDARD
material specification | SA-516 GR-70 |  | CFIHOS-60001139 |  | 2017-02-13 23:00 | 2021-10-12 16:02 |  | V1.2 | STANDARD
material specification | SA-524 GR-1 (PIPE) |  | CFIHOS-60001140 |  | 2017-02-13 23:00 | 2021-10-12 16:02 |  | V1.2 | STANDARD
material specification | SA-524 GR-2 (PIPE |  | CFIHOS-60001141 |  | 2017-02-13 23:00 | 2021-10-12 16:02 |  | V1.2 | STANDARD
material specification | SA-53 GR-A (PIPE) |  | CFIHOS-60001142 |  | 2017-02-13 23:00 | 2021-10-12 16:02 |  | V1.2 | STANDARD
material specification | SA-53 GR-B (PIPE) |  | CFIHOS-60001143 |  | 2017-02-13 23:00 | 2021-10-12 16:02 |  | V1.2 | STANDARD
material specification | SA-533 GR-A |  | CFIHOS-60001144 |  | 2017-02-13 23:00 | 2021-10-12 16:02 |  | V1.2 | STANDARD
material specification | SA-533 GR-B |  | CFIHOS-60001145 |  | 2017-02-13 23:00 | 2021-10-12 16:02 |  | V1.2 | STANDARD
material specification | SA-533 GR-C |  | CFIHOS-60001146 |  | 2017-02-13 23:00 | 2021-10-12 16:02 |  | V1.2 | STANDARD
material specification | SA-537 CI.1 GR-A |  | CFIHOS-60001147 |  | 2017-02-13 23:00 | 2021-10-12 16:02 |  | V1.2 | STANDARD
material specification | SA-537 CI.1 GR-B |  | CFIHOS-60001148 |  | 2017-02-13 23:00 | 2021-10-12 16:02 |  | V1.2 | STANDARD
material specification | SA-537 CI.2 GR-A |  | CFIHOS-60001149 |  | 2017-02-13 23:00 | 2021-10-12 16:02 |  | V1.2 | STANDARD
material specification | SA-537 CI.2 GR-B |  | CFIHOS-60001150 |  | 2017-02-13 23:00 | 2021-10-12 16:02 |  | V1.2 | STANDARD
material specification | SA-537 CI.2 GR-C |  | CFIHOS-60001151 |  | 2017-02-13 23:00 | 2021-10-12 16:02 |  | V1.2 | STANDARD
material specification | SA-542 CI. 4A |  | CFIHOS-60001152 |  | 2017-02-13 23:00 | 2021-10-12 16:02 |  | V1.2 | STANDARD
material specification | SA-556 GR-A2 (TUB |  | CFIHOS-60001153 |  | 2017-02-13 23:00 | 2021-10-12 16:02 |  | V1.2 | STANDARD
material specification | SA-556 GR-B2 (TUB |  | CFIHOS-60001154 |  | 2017-02-13 23:00 | 2021-10-12 16:02 |  | V1.2 | STANDARD
material specification | SA-556 GR-C2 (TUB |  | CFIHOS-60001155 |  | 2017-02-13 23:00 | 2021-10-12 16:02 |  | V1.2 | STANDARD
material specification | SA-587 (TUBE) |  | CFIHOS-60001156 |  | 2017-02-13 23:00 | 2021-10-12 16:02 |  | V1.2 | STANDARD
material specification | SA-612 GR-1 |  | CFIHOS-60001157 |  | 2017-02-13 23:00 | 2021-10-12 16:02 |  | V1.2 | STANDARD
material specification | SA-612 GR-2 |  | CFIHOS-60001158 |  | 2017-02-13 23:00 | 2021-10-12 16:02 |  | V1.2 | STANDARD
material specification | SA-662 GR-A |  | CFIHOS-60001159 |  | 2017-02-13 23:00 | 2021-10-12 16:02 |  | V1.2 | STANDARD
material specification | SA-662 GR-B |  | CFIHOS-60001160 |  | 2017-02-13 23:00 | 2021-10-12 16:02 |  | V1.2 | STANDARD
material specification | SA-662 GR-C |  | CFIHOS-60001161 |  | 2017-02-13 23:00 | 2021-10-12 16:02 |  | V1.2 | STANDARD
material specification | SA-737 GR-B |  | CFIHOS-60001162 |  | 2017-02-13 23:00 | 2021-10-12 16:02 |  | V1.2 | STANDARD
material specification | SA-737 GR-C |  | CFIHOS-60001163 |  | 2017-02-13 23:00 | 2021-10-12 16:02 |  | V1.2 | STANDARD
material specification | SA-738 GR-A |  | CFIHOS-60001164 |  | 2017-02-13 23:00 | 2021-10-12 16:02 |  | V1.2 | STANDARD
material specification | SA-738 GR-B |  | CFIHOS-60001165 |  | 2017-02-13 23:00 | 2021-10-12 16:02 |  | V1.2 | STANDARD
material specification | SA-812 GR-65 |  | CFIHOS-60001166 |  | 2017-02-13 23:00 | 2021-10-12 16:02 |  | V1.2 | STANDARD
material specification | SA-812 GR-80 |  | CFIHOS-60001167 |  | 2017-02-13 23:00 | 2021-10-12 16:02 |  | V1.2 | STANDARD
material specification | SA-832 |  | CFIHOS-60001168 |  | 2017-02-13 23:00 | 2021-10-12 16:02 |  | V1.2 | STANDARD
material specification | SA307-B |  | CFIHOS-60001103 |  | 2017-02-13 23:00 | 2021-10-12 16:02 |  | V1.2 | STANDARD
material specification | SUPER AUST 254 SMO |  | CFIHOS-60001266 |  | 2017-02-13 23:00 | 2021-10-12 16:02 |  | V1.2 | STANDARD
material specification | carbon steel | A steel whose properties are determined primarily by the percentage of Carbon present. Besides Iron and Carbon, the steel may contain Manganese up to 1.65% and residual quantities of other elements. | CFIHOS-60000266 |  | 2017-02-13 23:00 | 2021-10-12 16:02 |  | V1.2 | STANDARD
material specification | phenolic |  | CFIHOS-60000945 |  | 2017-02-13 23:00 | 2021-10-12 16:02 |  | V1.2 | STANDARD
material specification | poly foam |  | CFIHOS-60000968 |  | 2017-02-13 23:00 | 2021-10-12 16:02 |  | V1.2 | STANDARD
material specification | polybutadiene |  | CFIHOS-60000969 |  | 2017-02-13 23:00 | 2021-10-12 16:02 |  | V1.2 | STANDARD
material specification | polybutylene |  | CFIHOS-60000970 |  | 2017-02-13 23:00 | 2021-10-12 16:02 |  | V1.2 | STANDARD
material specification | polycarbonate | Amorphous transparent and rigid polymer. | CFIHOS-60000971 |  | 2017-02-13 23:00 | 2021-10-12 16:02 |  | V1.2 | STANDARD
material specification | polyester | Polyester films and fibres arelinear polymers which have the ester group (-CO-O-) repeated along the chain | CFIHOS-60000972 |  | 2017-02-13 23:00 | 2021-10-12 16:02 |  | V1.2 | STANDARD
material specification | polyethylene | A flexible, waxy translucent thermoplastic | CFIHOS-60000974 |  | 2017-02-13 23:00 | 2021-10-12 16:02 |  | V1.2 | STANDARD
material specification | polyimide |  | CFIHOS-60000975 |  | 2017-02-13 23:00 | 2021-10-12 16:02 |  | V1.2 | STANDARD
material specification | polypropylene | PP is a special type of thermoplastic. | CFIHOS-60000976 |  | 2017-02-13 23:00 | 2021-10-12 16:02 |  | V1.2 | STANDARD
material specification | polystyrene |  | CFIHOS-60000978 |  | 2017-02-13 23:00 | 2021-10-12 16:02 |  | V1.2 | STANDARD
material specification | polyurethane | A plastic which is a range of resins, both thermoplastic and thermosetting, based on the reaction of di-isocyantes with dihydric, alcohols, polyesters or polyethers. | CFIHOS-60000980 |  | 2017-02-13 23:00 | 2021-10-12 16:02 |  | V1.2 | STANDARD
material specification | porcelain |  | CFIHOS-60000981 |  | 2017-02-13 23:00 | 2021-10-12 16:02 |  | V1.2 | STANDARD
measurement system | Imperial | Imperial System for Units of Measure | CFIHOS-60001650 |  | 2019-03-05 14:13 | 2021-10-12 16:02 |  | CR0022;FR69 | STANDARD
measurement system | SI | Metric (Systeme International) | CFIHOS-60001649 |  | 2019-03-05 14:13 | 2021-10-12 16:02 |  | CR0022;FR69 | STANDARD
media type | 3.5 inch diskette |  | CFIHOS-60000035 |  | 2017-02-13 23:00 | 2021-10-12 16:02 | 2021-10-12T15:02:03.835Z | CR0008 | TERMINATED
media type | Calques |  | CFIHOS-60000261 |  | 2017-02-13 23:00 | 2021-10-12 16:02 | 2021-10-12T15:02:03.835Z | CR0008 | TERMINATED
media type | Paper drawing |  | CFIHOS-60000912 |  | 2017-02-13 23:00 | 2021-10-12 16:02 | 2021-10-12T15:02:03.835Z | CR0008 | TERMINATED
media type | Paper photo |  | CFIHOS-60000913 |  | 2017-02-13 23:00 | 2021-10-12 16:02 | 2021-10-12T15:02:03.835Z | CR0008 | TERMINATED
media type | Video tape |  | CFIHOS-60001331 |  | 2017-02-13 23:00 | 2021-10-12 16:02 | 2021-10-12T15:02:03.835Z | CR0008 | TERMINATED
media type | ZIP-disk |  | CFIHOS-60001394 |  | 2017-02-13 23:00 | 2021-10-12 16:02 | 2021-10-12T15:02:03.835Z | CR0008 | TERMINATED
meteorological sensor type | cloud height | A device engaged in meteorological observations relating to cloud height | CFIHOS-60002295 |  | 2021-10-05 06:11 | 2021-10-12 16:02 |  | FR52 | STANDARD
meteorological sensor type | humidity | A device engaged in meteorological observations relating to humidity | CFIHOS-60002296 |  | 2021-10-05 06:11 | 2021-10-12 16:02 |  | FR52 | STANDARD
meteorological sensor type | visibility | A device engaged in meteorological observations relating to visibility | CFIHOS-60002297 |  | 2021-10-05 06:11 | 2021-10-12 16:02 |  | FR52 | STANDARD
mixer type | dynamic |  | CFIHOS-60000401 |  | 2017-02-13 23:00 | 2021-10-12 16:02 |  | FR69 | STANDARD
mixer type | static |  | CFIHOS-60001238 |  | 2017-02-13 23:00 | 2021-10-12 16:02 |  | FR69 | STANDARD
native file delivery timing | at handover | The native file should be delivered at handover | CFIHOS-60002304 |  | 2021-10-05 06:11 | 2021-10-12 16:02 |  | FR27 | STANDARD
native file delivery timing | during project | The native file should be delivered during project | CFIHOS-60002303 |  | 2021-10-05 06:11 | 2021-10-12 16:02 |  | FR27 | STANDARD
native file delivery timing | not applicable | not applicable | CFIHOS-60002306 |  | 2021-10-05 06:11 | 2021-10-12 16:02 |  | FR27 | STANDARD
nozzle type | bolted flange |  | CFIHOS-60000242 | ISO 14224:2016 | 2017-02-13 23:00 | 2021-10-12 16:02 |  | FR69 | STANDARD
nozzle type | clamped flange |  | CFIHOS-60000313 | ISO 14224:2016 | 2017-02-13 23:00 | 2021-10-12 16:02 |  | V1.2 | STANDARD
nozzle type | screwed |  | CFIHOS-60001172 | ISO 14224:2016 | 2017-02-13 23:00 | 2021-10-12 16:02 |  | V1.2 | STANDARD
nozzle type | welded | A nozzle that consists of components welded together, in contrast with a forged nozzle | CFIHOS-60001369 | ISO 14224:2016 | 2017-02-13 23:00 | 2021-10-12 16:02 |  | V1.2 | STANDARD
operation continuous intermittent | continuous |  | CFIHOS-60000325 |  | 2017-02-13 23:00 | 2021-10-12 16:02 |  | FR69 | STANDARD
pressure equipment category | III |  | CFIHOS-60000634 |  | 2017-02-13 23:00 | 2021-10-12 16:02 |  | FR69 | STANDARD
pressure equipment category | IV |  | CFIHOS-60000724 |  | 2017-02-13 23:00 | 2021-10-12 16:02 |  | FR69 | STANDARD
process class | agglomerating | The process of coalescencing clusters of particles via gathering small particles by forming weak physical interactions with each other. | CFIHOS-60002266 |  | 2021-10-05 06:11 | 2021-10-12 16:02 |  | FR43 | STANDARD
process class | agitating | The process of disturbing by bringing in a state or condition of being moved to and from steadily and violently. | CFIHOS-60002267 |  | 2021-10-05 06:11 | 2021-10-12 16:02 |  | FR43 | STANDARD
process class | blowing | The process of driving air or other gas. | CFIHOS-60002268 |  | 2021-10-05 06:11 | 2021-10-12 16:02 |  | FR43 | STANDARD
process class | burning | The process of reacting by undergoing or causing to undergo combustion. | CFIHOS-60002269 |  | 2021-10-05 06:11 | 2021-10-12 16:02 |  | FR43 | STANDARD
process class | compressing | The process of pressurising, especially on opposite sides, to increase the density of or reduce the volume. | CFIHOS-60002270 |  | 2021-10-05 06:11 | 2021-10-12 16:02 |  | FR43 | STANDARD
process class | cooling | The process of extracting heat. | CFIHOS-60002271 |  | 2021-10-05 06:11 | 2021-10-12 16:02 |  | FR43 | STANDARD
process class | crushing | The process of destroying by squeezing or forcing by pressure so as to damage or destroy the structure. | CFIHOS-60002272 |  | 2021-10-05 06:11 | 2021-10-12 16:02 |  | FR43 | STANDARD
process class | delivering | The process of bringing to an intended destination. | CFIHOS-60002273 |  | 2021-10-05 06:11 | 2021-10-12 16:02 |  | FR43 | STANDARD
process class | drying | The process of making or becoming dry. | CFIHOS-60002274 |  | 2021-10-05 06:11 | 2021-10-12 16:02 |  | FR43 | STANDARD
process class | exhausting | The process of moving by drawing off or letting out wholly. | CFIHOS-60002275 |  | 2021-10-05 06:11 | 2021-10-12 16:02 |  | FR43 | STANDARD
process class | extruding | The process of shaping by forcing through a specially designed opening often after a previous heating of the material or of the opening, or both. | CFIHOS-60002276 |  | 2021-10-05 06:11 | 2021-10-12 16:02 |  | FR43 | STANDARD
process class | feeding | The process of supplying material or energy. | CFIHOS-60002277 |  | 2021-10-05 06:11 | 2021-10-12 16:02 |  | FR43 | STANDARD
reason to keep document | not specified | Reason for having it is not specified for this Document Type. | CFIHOS-60001379 |  | 2017-02-13 23:00 | 2021-10-12 16:02 | 2021-10-12T15:02:03.835Z | CR0023 | TERMINATED
reason to keep document | not wanted |  | CFIHOS-60000878 |  | 2017-02-13 23:00 | 2021-10-12 16:02 | 2021-10-12T15:02:03.835Z | CR0023 | TERMINATED
receiver type | radio | An artefact that is a wireless communication link based on electromagnetic waves. | CFIHOS-60002298 |  | 2021-10-05 06:11 | 2021-10-12 16:02 |  | FR52 | STANDARD
receiver type | television | A signal receiver that is that part of a television system in which the picture and associated sounds are reproduced from the input signal. | CFIHOS-60002299 |  | 2021-10-05 06:11 | 2021-10-12 16:02 |  | FR52 | STANDARD
relief type | open to atmosphere |  | CFIHOS-60000897 |  | 2017-02-13 23:00 | 2021-10-12 16:02 |  | V1.2 | STANDARD
relief type | pilot operated | A pressure relief valve that uses a pilot valve to indirectly activate the main valve. | CFIHOS-60000947 |  | 2017-02-13 23:00 | 2021-10-12 16:02 |  | V1.2 | STANDARD
relief type | pressure/vacuum valve |  | CFIHOS-60000986 |  | 2017-02-13 23:00 | 2021-10-12 16:02 |  | FR69 | STANDARD
relief type | rupture disc | A physical object that is designed to burst at a certain excess pressure. It is part of a rupture disc assembly. | CFIHOS-60001060 |  | 2017-02-13 23:00 | 2021-10-12 16:02 |  | V1.2 | STANDARD
relief type | rupture pin |  | CFIHOS-60001061 |  | 2017-02-13 23:00 | 2021-10-12 16:02 |  | FR69 | STANDARD
relief type | spring operated |  | CFIHOS-60001233 |  | 2017-02-13 23:00 | 2021-10-12 16:02 |  | V1.2 | STANDARD
relief type | vacuum breaker |  | CFIHOS-60001321 |  | 2017-02-13 23:00 | 2021-10-12 16:02 |  | FR69 | STANDARD
relief type | vacuum valve |  | CFIHOS-60001322 |  | 2017-02-13 23:00 | 2021-10-12 16:02 |  | FR69 | STANDARD
relief type | weight loaded |  | CFIHOS-60001368 |  | 2017-02-13 23:00 | 2021-10-12 16:02 |  | FR69 | STANDARD
representation type | Intelligent vector drawing (CAD) | Intelligent vector drawing Like CAD | CFIHOS-60000726 |  | 2017-02-13 23:00 | 2021-10-12 16:02 |  | CR0027;FR69 | STANDARD
representation type | Multi media | Multi media Like Film, Micro fiche, Video, Sound | CFIHOS-60000808 |  | 2017-02-13 23:00 | 2021-10-12 16:02 |  | CR0027;FR69 | STANDARD
representation type | Raster Image | Raster Image like a bitmap | CFIHOS-60001050 |  | 2017-02-13 23:00 | 2021-10-12 16:02 |  | CR0027;FR69 | STANDARD
representation type | Structured Data | Structured Data Like CSV file, MS-access, MS-Excel, Application Database | CFIHOS-60001173 |  | 2017-02-13 23:00 | 2021-10-12 16:02 |  | CR0027;FR69 | STANDARD
representation type | Text | Technical publication or Text | CFIHOS-60001303 |  | 2017-02-13 23:00 | 2021-10-12 16:02 |  | CR0027;FR69 | STANDARD
representation type | X |  | CFIHOS-60001380 |  | 2017-02-13 23:00 | 2021-10-12 16:02 | 2021-10-12T15:02:03.835Z | CR0027 | TERMINATED
representation type | not specified | The representation type is not specified. | CFIHOS-60001670 |  | 2019-03-29 14:51 | 2021-10-12 16:02 |  | CR0027 | STANDARD
requirement standard source | ARC |  | CFIHOS-60002308 |  | 2021-10-05 06:11 | 2021-10-12 16:02 |  | FR74 | STANDARD
requirement standard source | CFIHOS |  | CFIHOS-60002309 |  | 2021-10-05 06:11 | 2021-10-12 16:02 |  | FR74 | STANDARD
safety critical item group | DS001 |  | CFIHOS-60000390 |  | 2017-02-13 23:00 | 2021-10-12 16:02 |  | CR0030 | STANDARD
safety critical item group | DS002 |  | CFIHOS-60000391 |  | 2017-02-13 23:00 | 2021-10-12 16:02 |  | CR0030 | STANDARD
safety critical item group | DS003 |  | CFIHOS-60000392 |  | 2017-02-13 23:00 | 2021-10-12 16:02 |  | CR0030 | STANDARD
safety critical item group | ER001 |  | CFIHOS-60000453 |  | 2017-02-13 23:00 | 2021-10-12 16:02 |  | CR0030 | STANDARD
safety critical item group | ER002 |  | CFIHOS-60000454 |  | 2017-02-13 23:00 | 2021-10-12 16:02 |  | CR0030 | STANDARD
safety critical item group | ER003 |  | CFIHOS-60000455 |  | 2017-02-13 23:00 | 2021-10-12 16:02 |  | CR0030 | STANDARD
safety critical item group | ER004 |  | CFIHOS-60000456 |  | 2017-02-13 23:00 | 2021-10-12 16:02 |  | CR0030 | STANDARD
safety critical item group | ER005 |  | CFIHOS-60000457 |  | 2017-02-13 23:00 | 2021-10-12 16:02 |  | CR0030 | STANDARD
safety critical item group | ER006 |  | CFIHOS-60000458 |  | 2017-02-13 23:00 | 2021-10-12 16:02 |  | CR0030 | STANDARD
safety critical item group | ER007 |  | CFIHOS-60000459 |  | 2017-02-13 23:00 | 2021-10-12 16:02 |  | CR0030 | STANDARD
safety critical item group | ER008 |  | CFIHOS-60000460 |  | 2017-02-13 23:00 | 2021-10-12 16:02 |  | CR0030 | STANDARD
safety critical item group | ER009 |  | CFIHOS-60000461 |  | 2017-02-13 23:00 | 2021-10-12 16:02 |  | CR0030 | STANDARD
safety critical item group | ER010 |  | CFIHOS-60000462 |  | 2017-02-13 23:00 | 2021-10-12 16:02 |  | CR0030 | STANDARD
safety critical item group | ER011 |  | CFIHOS-60000463 |  | 2017-02-13 23:00 | 2021-10-12 16:02 |  | CR0030 | STANDARD
safety critical item group | IC001 |  | CFIHOS-60000619 |  | 2017-02-13 23:00 | 2021-10-12 16:02 |  | CR0030 | STANDARD
safety critical item group | IC002 |  | CFIHOS-60000620 |  | 2017-02-13 23:00 | 2021-10-12 16:02 |  | CR0030 | STANDARD
safety critical item group | IC003 |  | CFIHOS-60000621 |  | 2017-02-13 23:00 | 2021-10-12 16:02 |  | CR0030 | STANDARD
safety critical item group | IC004 |  | CFIHOS-60000622 |  | 2017-02-13 23:00 | 2021-10-12 16:02 |  | CR0030 | STANDARD
safety critical item group | IC005 |  | CFIHOS-60000623 |  | 2017-02-13 23:00 | 2021-10-12 16:02 |  | CR0030 | STANDARD
safety critical item group | IC006 |  | CFIHOS-60000624 |  | 2017-02-13 23:00 | 2021-10-12 16:02 |  | CR0030 | STANDARD
safety critical item group | IC007 |  | CFIHOS-60000625 |  | 2017-02-13 23:00 | 2021-10-12 16:02 |  | CR0030 | STANDARD
safety critical item group | IC008 |  | CFIHOS-60000626 |  | 2017-02-13 23:00 | 2021-10-12 16:02 |  | CR0030 | STANDARD
safety critical item group | IC009 |  | CFIHOS-60000627 |  | 2017-02-13 23:00 | 2021-10-12 16:02 |  | CR0030 | STANDARD
safety critical item group | LS001 |  | CFIHOS-60000780 |  | 2017-02-13 23:00 | 2021-10-12 16:02 |  | CR0030 | STANDARD
safety critical item group | LS002 |  | CFIHOS-60000781 |  | 2017-02-13 23:00 | 2021-10-12 16:02 |  | CR0030 | STANDARD
safety critical item group | LS003 |  | CFIHOS-60000782 |  | 2017-02-13 23:00 | 2021-10-12 16:02 |  | CR0030 | STANDARD
safety critical item group | LS004 |  | CFIHOS-60000783 |  | 2017-02-13 23:00 | 2021-10-12 16:02 |  | CR0030 | STANDARD
safety critical item group | PC001 |  | CFIHOS-60000916 |  | 2017-02-13 23:00 | 2021-10-12 16:02 |  | CR0030 | STANDARD
safety critical item group | PC002 |  | CFIHOS-60000917 |  | 2017-02-13 23:00 | 2021-10-12 16:02 |  | CR0030 | STANDARD
safety critical item group | PC003 |  | CFIHOS-60000918 |  | 2017-02-13 23:00 | 2021-10-12 16:02 |  | CR0030 | STANDARD
safety critical item group | PC004 |  | CFIHOS-60000919 |  | 2017-02-13 23:00 | 2021-10-12 16:02 |  | CR0030 | STANDARD
safety critical item group | PC005 |  | CFIHOS-60000920 |  | 2017-02-13 23:00 | 2021-10-12 16:02 |  | CR0030 | STANDARD
safety critical item group | PC006 |  | CFIHOS-60000921 |  | 2017-02-13 23:00 | 2021-10-12 16:02 |  | CR0030 | STANDARD
safety critical item group | PC007 |  | CFIHOS-60000922 |  | 2017-02-13 23:00 | 2021-10-12 16:02 |  | CR0030 | STANDARD
safety critical item group | PC008 |  | CFIHOS-60000923 |  | 2017-02-13 23:00 | 2021-10-12 16:02 |  | CR0030 | STANDARD
safety critical item group | PC009 |  | CFIHOS-60000924 |  | 2017-02-13 23:00 | 2021-10-12 16:02 |  | CR0030 | STANDARD
safety critical item group | PC010 |  | CFIHOS-60000925 |  | 2017-02-13 23:00 | 2021-10-12 16:02 |  | CR0030 | STANDARD
safety critical item group | PC011 |  | CFIHOS-60000926 |  | 2017-02-13 23:00 | 2021-10-12 16:02 |  | CR0030 | STANDARD
safety critical item group | PC012 |  | CFIHOS-60000927 |  | 2017-02-13 23:00 | 2021-10-12 16:02 |  | CR0030 | STANDARD
safety critical item group | PC013 |  | CFIHOS-60000928 |  | 2017-02-13 23:00 | 2021-10-12 16:02 |  | CR0030 | STANDARD
safety critical item group | PC014 |  | CFIHOS-60000929 |  | 2017-02-13 23:00 | 2021-10-12 16:02 |  | CR0030 | STANDARD
safety critical item group | PC015 |  | CFIHOS-60000930 |  | 2017-02-13 23:00 | 2021-10-12 16:02 |  | CR0030 | STANDARD
safety critical item group | PC016 |  | CFIHOS-60000931 |  | 2017-02-13 23:00 | 2021-10-12 16:02 |  | CR0030 | STANDARD
safety critical item group | PS001 |  | CFIHOS-60000994 |  | 2017-02-13 23:00 | 2021-10-12 16:02 |  | CR0030 | STANDARD
safety critical item group | PS002 |  | CFIHOS-60000995 |  | 2017-02-13 23:00 | 2021-10-12 16:02 |  | CR0030 | STANDARD
safety critical item group | PS003 |  | CFIHOS-60000996 |  | 2017-02-13 23:00 | 2021-10-12 16:02 |  | CR0030 | STANDARD
safety critical item group | PS004 |  | CFIHOS-60000997 |  | 2017-02-13 23:00 | 2021-10-12 16:02 |  | CR0030 | STANDARD
safety critical item group | PS005 |  | CFIHOS-60000998 |  | 2017-02-13 23:00 | 2021-10-12 16:02 |  | CR0030 | STANDARD
safety critical item group | PS006 |  | CFIHOS-60000999 |  | 2017-02-13 23:00 | 2021-10-12 16:02 |  | CR0030 | STANDARD
safety critical item group | PS007 |  | CFIHOS-60001000 |  | 2017-02-13 23:00 | 2021-10-12 16:02 |  | CR0030 | STANDARD
safety critical item group | PS008 |  | CFIHOS-60001001 |  | 2017-02-13 23:00 | 2021-10-12 16:02 |  | CR0030 | STANDARD
safety critical item group | PS009 |  | CFIHOS-60001002 |  | 2017-02-13 23:00 | 2021-10-12 16:02 |  | CR0030 | STANDARD
safety critical item group | PS010 |  | CFIHOS-60001003 |  | 2017-02-13 23:00 | 2021-10-12 16:02 |  | CR0030 | STANDARD
safety critical item group | PS011 |  | CFIHOS-60001004 |  | 2017-02-13 23:00 | 2021-10-12 16:02 |  | CR0030 | STANDARD
safety critical item group | PS012 |  | CFIHOS-60001005 |  | 2017-02-13 23:00 | 2021-10-12 16:02 |  | CR0030 | STANDARD
safety critical item group | PS013 |  | CFIHOS-60001006 |  | 2017-02-13 23:00 | 2021-10-12 16:02 |  | CR0030 | STANDARD
safety critical item group | PS014 |  | CFIHOS-60001007 |  | 2017-02-13 23:00 | 2021-10-12 16:02 |  | CR0030 | STANDARD
safety critical item group | PS015 |  | CFIHOS-60001008 |  | 2017-02-13 23:00 | 2021-10-12 16:02 |  | CR0030 | STANDARD
safety critical item group | PS016 |  | CFIHOS-60001009 |  | 2017-02-13 23:00 | 2021-10-12 16:02 |  | CR0030 | STANDARD
safety critical item group | SD001 |  | CFIHOS-60001174 |  | 2017-02-13 23:00 | 2021-10-12 16:02 |  | CR0030 | STANDARD
safety critical item group | SD002 |  | CFIHOS-60001175 |  | 2017-02-13 23:00 | 2021-10-12 16:02 |  | CR0030 | STANDARD
safety critical item group | SD003 |  | CFIHOS-60001176 |  | 2017-02-13 23:00 | 2021-10-12 16:02 |  | CR0030 | STANDARD
safety critical item group | SD004 |  | CFIHOS-60001177 |  | 2017-02-13 23:00 | 2021-10-12 16:02 |  | CR0030 | STANDARD
safety critical item group | SD005 |  | CFIHOS-60001178 |  | 2017-02-13 23:00 | 2021-10-12 16:02 |  | CR0030 | STANDARD
safety critical item group | SD006 |  | CFIHOS-60001179 |  | 2017-02-13 23:00 | 2021-10-12 16:02 |  | CR0030 | STANDARD
safety critical item group | SD007 |  | CFIHOS-60001180 |  | 2017-02-13 23:00 | 2021-10-12 16:02 |  | CR0030 | STANDARD
safety critical item group | SD008 |  | CFIHOS-60001181 |  | 2017-02-13 23:00 | 2021-10-12 16:02 |  | CR0030 | STANDARD
safety critical item group | SD009 |  | CFIHOS-60001182 |  | 2017-02-13 23:00 | 2021-10-12 16:02 |  | CR0030 | STANDARD
safety critical item group | SI001 |  | CFIHOS-60001193 |  | 2017-02-13 23:00 | 2021-10-12 16:02 |  | CR0030 | STANDARD
safety critical item group | SI002 |  | CFIHOS-60001194 |  | 2017-02-13 23:00 | 2021-10-12 16:02 |  | CR0030 | STANDARD
safety critical item group | SI003 |  | CFIHOS-60001195 |  | 2017-02-13 23:00 | 2021-10-12 16:02 |  | CR0030 | STANDARD
safety critical item group | SI004 |  | CFIHOS-60001196 |  | 2017-02-13 23:00 | 2021-10-12 16:02 |  | CR0030 | STANDARD
safety critical item group | SI005 |  | CFIHOS-60001197 |  | 2017-02-13 23:00 | 2021-10-12 16:02 |  | CR0030 | STANDARD
safety critical item group | SI006 |  | CFIHOS-60001198 |  | 2017-02-13 23:00 | 2021-10-12 16:02 |  | CR0030 | STANDARD
safety critical item group | SI007 |  | CFIHOS-60001199 |  | 2017-02-13 23:00 | 2021-10-12 16:02 |  | CR0030 | STANDARD
safety critical item group | SI008 |  | CFIHOS-60001200 |  | 2017-02-13 23:00 | 2021-10-12 16:02 |  | CR0030 | STANDARD
safety integrity level | SIL 0 | tolerable risk (0-10 Risk Reduction Factor) | CFIHOS-60001722 | ANSI/ISA-84.00.01-2004 Part 1 | 2019-05-14 10:23 | 2021-10-12 16:02 |  | CR0028 | STANDARD
safety integrity level | SIL 1 | minimal risk (>10 to less than or equal to 100 Risk Reduction Factor) | CFIHOS-60001723 | ANSI/ISA-84.00.01-2004 Part 1 | 2019-05-14 10:23 | 2021-10-12 16:02 |  | CR0028;FR69 | STANDARD
safety integrity level | SIL 2 | medium risk (>100 to less than or equal to 1000 Risk Reduction Factor) | CFIHOS-60001724 | ANSI/ISA-84.00.01-2004 Part 1 | 2019-05-14 10:23 | 2021-10-12 16:02 |  | CR0028;FR69 | STANDARD
safety integrity level | SIL 3 | high risk (>1000 to less than or equal to 10,000 Risk Reduction Factor) | CFIHOS-60001725 | ANSI/ISA-84.00.01-2004 Part 1 | 2019-05-14 10:23 | 2021-10-12 16:02 |  | CR0028;FR69 | STANDARD
safety integrity level | SIL 4 | highest risk (>10,000 to less than or equal to 100,000 Risk Reduction Factor) | CFIHOS-60001726 | ANSI/ISA-84.00.01-2004 Part 1 | 2019-05-14 10:23 | 2021-10-12 16:02 |  | CR0028;FR69 | STANDARD
seat design type | metal-to-metal seated | metal-to-metal seated | CFIHOS-60001714 | ISO 14224:2016 | 2019-05-14 10:23 | 2021-10-12 16:02 |  | CR0028;FR69 | STANDARD
seat design type | soft-seated | soft-seated | CFIHOS-60001713 | ISO 14224:2016 | 2019-05-14 10:23 | 2021-10-12 16:02 |  | CR0028;FR69 | STANDARD
seat leakage class | Class I | Allowable leakage as agreed between Contractor and Manufacturer; A modification of any Class II, III or IV valve where design intent is the same as the basic class, but by agreement between user and supplier, no test is required. | CFIHOS-60001707 | IEC 60534-4:2006 | 2019-05-14 10:23 | 2021-10-12 16:02 |  | CR0028;FR69 | STANDARD
seat leakage class | Class II | No more leakage than 0.5 % of rated flow capacity; 0.5% of rated valve capacity | CFIHOS-60001708 | IEC 60534-4:2006 | 2019-05-14 10:23 | 2021-10-12 16:02 |  | CR0028;FR69 | STANDARD
seat leakage class | Class III | No more leakage than 0.1 % of rated flow capacity; 0.1% of rated valve capacity | CFIHOS-60001709 | IEC 60534-4:2006 | 2019-05-14 10:23 | 2021-10-12 16:02 |  | CR0028;FR69 | STANDARD
seat leakage class | Class IV | No more leakage than 0.01 % of rated flow capacity; 0.01% of rated valve capacity | CFIHOS-60001710 | IEC 60534-4:2006 | 2019-05-14 10:23 | 2021-10-12 16:02 |  | CR0028;FR69 | STANDARD
seat leakage class | Class V | No more leakage than 10.8 x 10-6 x D Nm3/h (D is the seat diameter in mm);See Table 1 of ANSI B16.104/FCI 70-2 | CFIHOS-60001711 | IEC 60534-4:2006 | 2019-05-14 10:23 | 2021-10-12 16:02 |  | CR0028;FR69 | STANDARD
seat leakage class | Class VI | For values, refer to IEC 60534-4 Table 3; Leakage per Paragraph 5.4.4 of ANSI B16.104/FCI 70-2 as expressed in ml per minute versus seat diameter | CFIHOS-60001712 | IEC 60534-4:2006 | 2019-05-14 10:23 | 2021-10-12 16:02 |  | CR0028;FR69 | STANDARD
sensing principle | camera |  | CFIHOS-60000262 | ISO 14224:2016 | 2017-02-13 23:00 | 2021-10-12 16:02 |  | V1.2 | STANDARD
sensing principle | catalytic |  | CFIHOS-60000273 | ISO 14224:2016 | 2017-02-13 23:00 | 2021-10-12 16:02 |  | V1.2 | STANDARD
sensing principle | electrochemical |  | CFIHOS-60000439 | ISO 14224:2016 | 2017-02-13 23:00 | 2021-10-12 16:02 |  | V1.2 | STANDARD
sensing principle | fixed point |  | CFIHOS-60000501 | ISO 14224:2016 | 2017-02-13 23:00 | 2021-10-12 16:02 |  | V1.2 | STANDARD
sensing principle | fusible plug |  | CFIHOS-60000534 | ISO 14224:2016 | 2017-02-13 23:00 | 2021-10-12 16:02 |  | V1.2 | STANDARD
sensing principle | infrared |  | CFIHOS-60000643 | ISO 14224:2016 | 2017-02-13 23:00 | 2021-10-12 16:02 |  | V1.2 | STANDARD
sensing principle | infrared flammable |  | CFIHOS-60000644 | ISO 14224:2016 | 2017-02-13 23:00 | 2021-10-12 16:02 |  | V1.2 | STANDARD
sensing principle | ionisation |  | CFIHOS-60000654 | ISO 14224:2016 | 2017-02-13 23:00 | 2021-10-12 16:02 |  | V1.2 | STANDARD
sensing principle | laser-based aspirating |  | CFIHOS-60000752 | ISO 14224:2016 | 2017-02-13 23:00 | 2021-10-12 16:02 |  | V1.2 | STANDARD
sensing principle | open path |  | CFIHOS-60000896 |  | 2017-02-13 23:00 | 2021-10-12 16:02 |  | V1.2 | STANDARD
sensing principle | optical |  | CFIHOS-60000898 |  | 2017-02-13 23:00 | 2021-10-12 16:02 |  | V1.2 | STANDARD
sensing principle | optical beam |  | CFIHOS-60000899 |  | 2017-02-13 23:00 | 2021-10-12 16:02 |  | V1.2 | STANDARD
sensing principle | photoelectric |  | CFIHOS-60000946 | ISO 14224:2016 | 2017-02-13 23:00 | 2021-10-12 16:02 |  | V1.2 | STANDARD
sensing principle | rate compensated |  | CFIHOS-60001036 | ISO 14224:2016 | 2017-02-13 23:00 | 2021-10-12 16:02 |  | V1.2 | STANDARD
sensing principle | rate of rise |  | CFIHOS-60001037 | ISO 14224:2016 | 2017-02-13 23:00 | 2021-10-12 16:02 |  | V1.2 | STANDARD
sensing principle | semi conductor |  | CFIHOS-60001191 | ISO 14224:2016 | 2017-02-13 23:00 | 2021-10-12 16:02 |  | V1.2 | STANDARD
sensing principle | solid state |  | CFIHOS-60001225 | ISO 14224:2016 | 2017-02-13 23:00 | 2021-10-12 16:02 |  | V1.2 | STANDARD
sensing principle | ultrasonic (acoustic) |  | CFIHOS-60001310 | ISO 14224:2016 | 2017-02-13 23:00 | 2021-10-12 16:02 |  | V1.2 | STANDARD
sensing principle | ultraviolet |  | CFIHOS-60001311 | ISO 14224:2016 | 2017-02-13 23:00 | 2021-10-12 16:02 |  | V1.2 | STANDARD
unit of measure | o |  | CFIHOS-60000882 |  | 2017-02-13 23:00 | 2021-10-12 16:02 | 2021-10-12T15:02:03.835Z | CR0022 | TERMINATED
unit of measure | ohm | The SI derived unit for electric resistance. | CFIHOS-60001476 |  | 2017-02-13 23:00 | 2021-10-12 16:02 | 2021-10-12T15:02:03.835Z | CR0022 | TERMINATED
unit of measure | parts per million | is a mass ratio scale intended to quantify a mass concentration, being the quotient of a mass of the part devided by the mass of the whole, times 1000000. Also used for a number ratio. | CFIHOS-60000982 |  | 2017-02-13 23:00 | 2021-10-12 16:02 | 2021-10-12T15:02:03.835Z | CR0022 | TERMINATED
unit of measure | percentage | is a number scale which is 100 times the quotient of a quantity divided by a reference quantity. | CFIHOS-60000001 |  | 2017-02-13 23:00 | 2021-10-12 16:02 | 2021-10-12T15:02:03.835Z | CR0022 | TERMINATED
unit of measure | pieces |  | CFIHOS-60000932 |  | 2017-02-13 23:00 | 2021-10-12 16:02 | 2021-10-12T15:02:03.835Z | CR0022 | TERMINATED
unit of measure | pound | lb | CFIHOS-60001413 |  | 2017-02-13 23:00 | 2021-10-12 16:02 | 2021-10-12T15:02:03.835Z | CR0022 | TERMINATED
unit of measure | pound mass per foot cubed |  | CFIHOS-60001477 |  | 2017-02-13 23:00 | 2021-10-12 16:02 | 2021-10-12T15:02:03.835Z | CR0022 | TERMINATED
unit of measure | pound mass per hour |  | CFIHOS-60001478 |  | 2017-02-13 23:00 | 2021-10-12 16:02 | 2021-10-12T15:02:03.835Z | CR0022 | TERMINATED
unit of measure | pound mass per second |  | CFIHOS-60001479 |  | 2017-02-13 23:00 | 2021-10-12 16:02 | 2021-10-12T15:02:03.835Z | CR0022 | TERMINATED
unit of measure | psi absolute |  | CFIHOS-60001010 |  | 2017-02-13 23:00 | 2021-10-12 16:02 | 2021-10-12T15:02:03.835Z | CR0022 | TERMINATED
unit of measure | psi gauge |  | CFIHOS-60001011 |  | 2017-02-13 23:00 | 2021-10-12 16:02 | 2021-10-12T15:02:03.835Z | CR0022 | TERMINATED
unit of measure | revolution per minute |  | CFIHOS-60001480 |  | 2017-02-13 23:00 | 2021-10-12 16:02 | 2021-10-12T15:02:03.835Z | CR0022 | TERMINATED
unit of measure | second | The SI base unit for time | CFIHOS-60001481 |  | 2017-02-13 23:00 | 2021-10-12 16:02 | 2021-10-12T15:02:03.835Z | CR0022 | TERMINATED
unit of measure | standard cubic feet per minute |  | CFIHOS-60001171 |  | 2017-02-13 23:00 | 2021-10-12 16:02 | 2021-10-12T15:02:03.835Z | CR0022 | TERMINATED
unit of measure | tonne |  | CFIHOS-60001482 |  | 2017-02-13 23:00 | 2021-10-12 16:02 | 2021-10-12T15:02:03.835Z | CR0022 | TERMINATED
unit of measure | us gallon per minute | Imperial | CFIHOS-60001422 |  | 2017-02-13 23:00 | 2021-10-12 16:02 | 2021-10-12T15:02:03.835Z | CR0022 | TERMINATED
unit of measure | volt | V | CFIHOS-60001423 | IEC 60534-4:2006 | 2017-02-13 23:00 | 2021-10-12 16:02 | 2021-10-12T15:02:03.835Z | CR0022 | TERMINATED
unit of measure | watt per metre kelvin |  | CFIHOS-60001425 |  | 2017-02-13 23:00 | 2021-10-12 16:02 | 2021-10-12T15:02:03.835Z | CR0022 | TERMINATED
unit of measure | weeks after delivery | Weeks After Delivery | CFIHOS-60001334 |  | 2017-02-13 23:00 | 2021-10-12 16:02 | 2021-10-12T15:02:03.835Z | CR0022 | TERMINATED
unit of measure | weeks after order | Week After Order | CFIHOS-60001335 |  | 2017-02-13 23:00 | 2021-10-12 16:02 | 2021-10-12T15:02:03.835Z | CR0022 | TERMINATED
unit of measure | weeks after test | Week After Test | CFIHOS-60001337 |  | 2017-02-13 23:00 | 2021-10-12 16:02 | 2021-10-12T15:02:03.835Z | CR0022 | TERMINATED
unit of measure | weeks before test | Week Before Test | CFIHOS-60001367 |  | 2017-02-13 23:00 | 2021-10-12 16:02 | 2021-10-12T15:02:03.835Z | CR0022 | TERMINATED
unit of measure | weeks prior to delivery | Week Prior To Delivery | CFIHOS-60001376 |  | 2017-02-13 23:00 | 2021-10-12 16:02 | 2021-10-12T15:02:03.835Z | CR0022 | TERMINATED
unit of measure | year | 1 yr = 8765 h h = Hour A tropical year (a-trop) is approximately 365 days 5 hours 48 min 46 sec = 31 556 926 sec. The year is 0.53 sec shorter per 100 year | CFIHOS-60001426 |  | 2017-02-13 23:00 | 2021-10-12 16:02 | 2021-10-12T15:02:03.835Z | CR0022 | TERMINATED
valve type | ball |  | CFIHOS-60000215 | ISO 14224:2016 | 2017-02-13 23:00 | 2021-10-12 16:02 |  | FR69 | STANDARD
valve type | disc | A physical object that is circular and flat, or almost flat | CFIHOS-60000378 | ISO 14224:2016 | 2017-02-13 23:00 | 2021-10-12 16:02 |  | FR69 | STANDARD
valve type | double ball |  | CFIHOS-60000383 | ISO 14224:2016 | 2017-02-13 23:00 | 2021-10-12 16:02 |  | V1.2 | STANDARD
valve type | wing |  | CFIHOS-60001373 | ISO 14224:2016 | 2017-02-13 23:00 | 2021-10-12 16:02 |  | FR69 | STANDARD
well function | injection |  | CFIHOS-60000645 | ISO 14224:2016 | 2017-02-13 23:00 | 2021-10-12 16:02 |  | FR69 | STANDARD
well function | production |  | CFIHOS-60000989 | ISO 14224:2016 | 2017-02-13 23:00 | 2021-10-12 16:02 |  | FR69 | STANDARD
yes no | no |  | CFIHOS-60000862 |  | 2017-02-13 23:00 | 2021-10-12 16:02 | 2021-10-12T15:02:03.835Z | CR0032 | TERMINATED
yes no | yes |  | CFIHOS-60001421 |  | 2017-02-13 23:00 | 2021-10-12 16:02 | 2021-10-12T15:02:03.835Z | CR0032 | TERMINATED
zone | Class I, Division 1 | Class I, Division 1 as defined in ANSI/NFPA 70 NEC Article 500.5 | CFIHOS-60001754 | NFPA 70:2020 | 2019-05-14 10:23 | 2021-10-12 16:02 |  | CR0028;FR69 | STANDARD
zone | Class I, Division 2 | Class I, Division 2 as defined in ANSI/NFPA 70 NEC Article 500.5 | CFIHOS-60001755 | NFPA 70:2020 | 2019-05-14 10:23 | 2021-10-12 16:02 |  | CR0028;FR69 | STANDARD
zone | Class II, Division 1 | Class II, Division 1 as defined in ANSI/NFPA 70 NEC Article 500.5 | CFIHOS-60001756 | NFPA 70:2020 | 2019-05-14 10:23 | 2021-10-12 16:02 |  | CR0028;FR69 | STANDARD
zone | Class II, Division 2 | Class II, Division 2 as defined in ANSI/NFPA 70 NEC Article 500.5 | CFIHOS-60001757 | NFPA 70:2020 | 2019-05-14 10:23 | 2021-10-12 16:02 |  | CR0028;FR69 | STANDARD
zone | Class III, Division 1 | Class III, Division 1 as defined in ANSI/NFPA 70 NEC Article 500.5 | CFIHOS-60001758 | NFPA 70:2020 | 2019-05-14 10:23 | 2021-10-12 16:02 |  | CR0028;FR69 | STANDARD
zone | Class III, Division 2 | Class III, Division 2 as defined in ANSI/NFPA 70 NEC Article 500.5 | CFIHOS-60001759 | NFPA 70:2020 | 2019-05-14 10:23 | 2021-10-12 16:02 |  | CR0028;FR69 | STANDARD
zone | Non Hazardous |  | CFIHOS-60000863 | EN 60079-14:2016 | 2017-02-13 23:00 | 2021-10-12 16:02 |  | FR69 | STANDARD
zone | Zone 0 | An hazardous area in which an explosive atmosphere consisting of a mixture with air of flammable substances in the form of gas, vapour or mist is present continuously or for long periods or frequently. | CFIHOS-60001396 | EN 60079-14:2016 | 2017-02-13 23:00 | 2021-10-12 16:02 |  | V1.2 | STANDARD
zone | Zone 1 | An hazardous area in which an explosive atmosphere consisting of a mixture with air of flammable substances in the form of gas, vapour or mist is likely to occur in normal operation occasionally | CFIHOS-60001397 | EN 60079-14:2016 | 2017-02-13 23:00 | 2021-10-12 16:02 |  | V1.2 | STANDARD
zone | Zone 2 | An hazardous area in which an explosive atmosphere consisting of a mixture with air of flammable substances in the form of gas, vapour or mist is not likely to occur in normal operation, but if it does occur, will persist for a short period only. | CFIHOS-60001398 | EN 60079-14:2016 | 2017-02-13 23:00 | 2021-10-12 16:02 |  | V1.2 | STANDARD
zone | Zone 20 | An hazardous area in which an explosive atmosphere consisting of a mixture with air of flammable substances in the form of dust is present continuously or for long periods or frequently. | CFIHOS-60001760 | EN 60079-14:2016 | 2019-05-14 10:23 | 2021-10-12 16:02 |  | CR0028;FR69 | STANDARD
zone | Zone 21 | An hazardous area in which an explosive atmosphere consisting of a mixture with air of flammable substances in the form of dust is likely to occur in normal operation occasionally | CFIHOS-60001761 | EN 60079-14:2016 | 2019-05-14 10:23 | 2021-10-12 16:02 |  | CR0028;FR69 | STANDARD
zone | Zone 22 | An hazardous area in which an explosive atmosphere consisting of a mixture with air of flammable substances in the form of dust is not likely to occur in normal operation, but if it does occur, will persist for a short period only. | CFIHOS-60001762 | EN 60079-14:2016 | 2019-05-14 10:23 | 2021-10-12 16:02 |  | CR0028;FR69 | STANDARD

## src standard doc and data req
source standard code | source standard doc and data req number | source standard doc and data req title | source standard doc and data req typical deliverable | source standard doc and data req description | source standard doc and data req comment | document and data requirement type code | document and data requirement group code | engineering standard source chapter | discipline code | document type short code | default submit at proposal indicator | default submit for review indicator | default submit at delivery indicator | default issue for review number of weeks | default issue for review reference date | default issue for approval number of weeks | default issue for approval reference date | default for information number of weeks | default for information reference date | default required handover status code | default required translation indicator | deliverable format code | CFIHOS unique id | status | change request number | created date | modified date | terminated date
IOGP S-560:2016 | S560-IR-102 | NAME PLATE FORMAT DRAWING | name plate drawing |  |  | equipment | technical information deliverables | S-560, Clause 6.1 |  |  |  | no | no | [6 empty] | AFD | yes |  | CFIHOS-68000101 | STANDARD | FR14;FR74 | 2021-10-07 07:43 | 2021-10-07 07:43
IOGP S-560:2016 | S560-IR-103 | PSC ASSEMBLY FUNCTIONAL UNIT SUB-ASSEMBLY ARRANGEMENT | assembly diagram | NOTE - To provide individual compartment arrangements if required by the User |  | equipment | technical information deliverables | S-560, Clauses 8.5.2.101 / 8.5.3.101 |  | 2305 |  | no | no | [6 empty] | AFD | yes |  | CFIHOS-68000102 | STANDARD | FR14;FR74 | 2021-10-07 07:43 | 2021-10-07 07:43
IOGP S-560:2016 | S560-IR-105 | PSC-ASSEMBLY INTERNAL INTERCONNECTION DIAGRAM | connection diagram |  |  | equipment | technical information deliverables |  |  | 8804 |  | no | no | [6 empty] | AFD | yes |  | CFIHOS-68000103 | STANDARD | FR14;FR74 | 2021-10-07 07:43 | 2021-10-07 07:43
IOGP S-560:2016 | S560-IR-106 | PSC-ASSEMBLY EXTERNAL TERMINATION DIAGRAM | termination diagram |  |  | equipment | technical information deliverables |  |  | 2389 |  | no | no | [6 empty] | AFD | yes |  | CFIHOS-68000104 | STANDARD | FR14;FR74 | 2021-10-07 07:43 | 2021-10-07 07:43
IOGP S-560:2016 | S560-IR-108 | ELECTRICAL PROTECTION STUDY | safe operation study |  |  | equipment | technical information deliverables | S-560, Clause 8.6.2.3 / IEC61349-1 Clause 9.3.4 |  | 8251 |  | no | no | [6 empty] | AFD | yes |  | CFIHOS-68000105 | STANDARD | FR14;FR74 | 2021-10-07 07:43 | 2021-10-07 07:43
IOGP S-560:2016 | S560-IR-109 | CURRENT AND POTENTIAL (CT/VT) TRANSFORMER CURVES | curves and tables calculations |  |  | equipment | technical information deliverables | S-560 Clauses 8.5.3.109, 8.5.3.110 |  |  |  | no | no | [6 empty] | AFD | yes |  | CFIHOS-68000106 | STANDARD | FR14;FR74 | 2021-10-07 07:43 | 2021-10-07 07:43
IOGP S-560:2016 | S560-IR-110 | PERFORMANCE DATA | manufacturer datasheet | NOTE - Electrical characterisitics of protection devices and switching devices included within the PSC-Assembly for the User power systems studies eg short circuit, arc flash and protection relay coordination etc. |  | equipment | technical information deliverables | S-560, Clause 9 |  | 2111 |  | no | no | [6 empty] | AFD | yes |  | CFIHOS-68000107 | STANDARD | FR14;FR74 | 2021-10-07 07:43 | 2021-10-07 07:43
IOGP S-560:2016 | S560-IR-112 | PACKING / UNPACKING AND PRESERVATION PROCEDURE | handling, shipping and storage procedure | NOTE - Intial submission to be provided for project execution planning and then to be included in the final manuals |  | equipment | technical information deliverables |  |  | 6042 |  | no | no | [6 empty] | AFD | yes |  | CFIHOS-68000108 | STANDARD | FR14;FR74 | 2021-10-07 07:43 | 2021-10-07 07:43
IOGP S-560:2016 | S560-IR-113 | LOGISTICS, HANDLING AND SHIPPING PROCEDURE & ASSOCIATED DRAWINGS | handling, shipping and storage procedure | NOTE - Intial submission to be provided for project execution planning and then to be included in the final manuals. |  | equipment | technical information deliverables |  |  | 6042 |  | no | no | [6 empty] | AFD | yes |  | CFIHOS-68000109 | STANDARD | FR14;FR74 | 2021-10-07 07:43 | 2021-10-07 07:43
IOGP S-560:2016 | S560-IR-115 | QUALITY MANAGEMENT SYSTEM AND CERTIFICATION | flawless project delivery quality plan |  |  | equipment | technical information deliverables |  |  | 5876 |  | no | no | [6 empty] | AFD | yes |  | CFIHOS-68000110 | STANDARD | FR14;FR74 | 2021-10-07 07:43 | 2021-10-07 07:43
IOGP S-560:2016 | S560-IR-116 | QUALITY PLAN | quality plan |  |  | equipment | technical information deliverables |  |  | 5798 |  | no | no | [6 empty] | AFD | yes |  | CFIHOS-68000111 | STANDARD | FR14;FR74 | 2021-10-07 07:43 | 2021-10-07 07:43
IOGP S-560:2016 | S560-IR-117 | INSPECTION AND TEST PLAN (ITP) | inspection and test plan |  |  | equipment | technical information deliverables |  |  | 5733 |  | no | no | [6 empty] | AFD | yes |  | CFIHOS-68000112 | STANDARD | FR14;FR74 | 2021-10-07 07:43 | 2021-10-07 07:43
IOGP S-560:2016 | S560-IR-118 | ROUTINE VERIFICATION AND PERFORMANCE TEST PROCEDURE | test procedure |  |  | equipment | technical information deliverables | S-560, Clauses 10, 11 |  | 6061 |  | no | no | [6 empty] | AFD | yes |  | CFIHOS-68000113 | STANDARD | FR14;FR74 | 2021-10-07 07:43 | 2021-10-07 07:43
IOGP S-560:2016 | S560-IR-119 | ECMS SIMULATION TEST PROCEDURE | test procedure |  |  | equipment | technical information deliverables | S-560, Clause 11.101 |  | 6061 |  | no | no | [6 empty] | AFD | yes |  | CFIHOS-68000114 | STANDARD | FR14;FR74 | 2021-10-07 07:43 | 2021-10-07 07:43
IOGP S-560:2016 | S560-IR-120 | SITE ACCEPTANCE TEST PROCEDURE | site acceptance test procedure |  |  | equipment | technical information deliverables |  |  | 9002 |  | no | no | [6 empty] | AFD | yes |  | CFIHOS-68000115 | STANDARD | FR14;FR74 | 2021-10-07 07:43 | 2021-10-07 07:43
IOGP S-560:2016 | S560-IR-122 | SPECIAL TOOLS LIST | special tools list |  |  | equipment | technical information deliverables |  |  |  |  | no | no | [6 empty] | AFD | yes |  | CFIHOS-68000116 | STANDARD | FR14;FR74 | 2021-10-07 07:43 | 2021-10-07 07:43
IOGP S-560:2016 | S560-IR-123 | SPARE PARTS RECOMMENDATIONS | spare part list |  |  | equipment | technical information deliverables |  |  | 4354 |  | no | no | [6 empty] | AFD | yes |  | CFIHOS-68000117 | STANDARD | FR14;FR74 | 2021-10-07 07:43 | 2021-10-07 07:43
IOGP S-560:2016 | S560-IR-125 | TYPE TEST / APPROVAL CERTIFICATES | type test report |  |  | equipment | technical information deliverables |  |  |  |  | no | no | [6 empty] | AFD | yes |  | CFIHOS-68000118 | STANDARD | FR14;FR74 | 2021-10-07 07:43 | 2021-10-07 07:43
IOGP S-560:2016 | S560-IR-127 | ROUTINE VERIFICATION TEST REPORT | type test report | NOTE - FAT reports from factory acceptance tests. |  | equipment | technical information deliverables |  |  |  |  | no | no | [6 empty] | AFD | yes |  | CFIHOS-68000119 | STANDARD | FR14;FR74 | 2021-10-07 07:43 | 2021-10-07 07:43
IOGP S-560:2016 | S560-IR-128 | ECMS SIMULATION TEST REPORT | type test report |  |  | equipment | technical information deliverables |  |  |  |  | no | no | [6 empty] | AFD | yes |  | CFIHOS-68000120 | STANDARD | FR14;FR74 | 2021-10-07 07:43 | 2021-10-07 07:43
IOGP S-560:2016 | S560-IR-129 | ROUTINE VERIFICATION (SITE ACCEPTANCE) TEST REPORT | type test report |  |  | equipment | technical information deliverables |  |  |  |  | no | no | [6 empty] | AFD | yes |  | CFIHOS-68000121 | STANDARD | FR14;FR74 | 2021-10-07 07:43 | 2021-10-07 07:43
IOGP S-560:2016 | S560-IR-131 | INSTRUMENT TEST AND CALIBRATION CERTIFICATE | calibration certificate | NOTE - Manufacturers record of equipment used during routine verification. |  | equipment | technical information deliverables |  |  | 1458 |  | no | no | [6 empty] | AFD | yes |  | CFIHOS-68000122 | STANDARD | FR14;FR74 | 2021-10-07 07:43 | 2021-10-07 07:43
IOGP S-560:2016 | S560-IR-132 | LIFTING EQUIPMENT TEST CERTIFICATE | lifting equipment test certificate | NOTE - Withdrawable functional unit handling equipment. |  | equipment | technical information deliverables |  |  | 9006 |  | no | no | [6 empty] | AFD | yes |  | CFIHOS-68000123 | STANDARD | FR14;FR74 | 2021-10-07 07:43 | 2021-10-07 07:43
IOGP S-560:2016 | S560-IR-133 | CERTIFICATE OF CONFORMITY | approval certificate |  |  | equipment | technical information deliverables | S-560, Clause 1 |  | 1401 |  | no | no | [6 empty] | AFD | yes |  | CFIHOS-68000124 | STANDARD | FR14;FR74 | 2021-10-07 07:43 | 2021-10-07 07:43
IOGP S-560:2016 | S560-IR-135 | CONCESSION REQUESTS | concession requests | NOTE - Deviations and concession requests which are identified from the requisition package, post placement of the purchase order and require approval by the User. Based on the User's system for Concession Requests. |  | equipment | technical information deliverables |  |  | 7205 |  | no | no | [6 empty] | AFD | yes |  | CFIHOS-68000125 | STANDARD | FR14;FR74 | 2021-10-07 07:43 | 2021-10-07 07:43
IOGP S-560:2016 | S560-IR-137 | DESPATCH DOSSIER | index of documents | NOTE - All necessary documents are provided for shipments and customs. Shall also include items such as the FAT report, punchlist items, items to be shipped loose, transport requirements and presevations requirements etc. User will agree contents list and |  | equipment | technical information deliverables |  |  | 4372 |  | no | no | [6 empty] | AFD | yes |  | CFIHOS-68000126 | STANDARD | FR14;FR74 | 2021-10-07 07:43 | 2021-10-07 07:43
IOGP S-560:2016 | S560-IR-138 | MANUFACTURING RECORD BOOK | manufacturer record book (mrb) | NOTE - Record book is a historical record of all sub-components within the PSC-Assembly, associated documentation and routine verification, held by Manufacturer for review by the User during manufacture of the PSC-Assembly. This may contain additional doc |  | equipment | technical information deliverables |  |  |  |  | no | no | [6 empty] | AFD | yes |  | CFIHOS-68000127 | STANDARD | FR14;FR74 | 2021-10-07 07:43 | 2021-10-07 07:43
IOGP S-560:2016 | S560-IR-139 | INSTRUCTION FOR HANDLING, INSTALLATION, OPERATION AND MAINTENANCE | installation manual, operating manual, maintenance manual | NOTE - Initial submission to be index for manuals followed by complete submission following FAT. |  | equipment | technical information deliverables | IEC61349-1, Clause 6.2.2 |  | 3328, 4811, 4810 |  | no | no | [6 empty] | AFD | yes |  | CFIHOS-68000128 | STANDARD | FR14;FR74 | 2021-10-07 07:43 | 2021-10-07 07:43
IOGP S-560:2016 | S560-IR-141 | HSE MANAGEMENT SYSTEM (PLANS, POLICY, COMPLIANCE) |  | NOTE - HSE plans covers the manufacturing and potentially the installation phase. It covers both User and Manufacturer's representatives in relation to the PSC-Assembly. |  | equipment | technical information deliverables |  |  |  |  | no | no | [6 empty] | AFD | yes |  | CFIHOS-68000129 | STANDARD | FR14;FR74 | 2021-10-07 07:43 | 2021-10-07 07:43
IOGP S-560:2016 | S560-IR-143 | MANUFACTURER TAG REGISTER (if applicable) | master tag-equipment register | NOTE - Schedule of data for all identified items within the PSC-Assembly. The formal structure of this will be agreed between User and Manufacturer.Requirements should be detailed in the requisition package. |  | equipment | technical information deliverables |  |  | 6612 |  | no | no | [6 empty] | AFD | yes |  | CFIHOS-68000130 | STANDARD | FR14;FR74 | 2021-10-07 07:43 | 2021-10-07 07:43
IOGP S-560:2016 | S560-IR-84 | SUPPLIER DELIVERABLES REGISTER (SDR) | master document register |  |  | equipment | contract management information deliverables |  | JA | 6611 |  | no | no | [6 empty] | AFD | yes |  | CFIHOS-68000131 | STANDARD | FR14;FR74 | 2021-10-07 07:43 | 2021-10-07 07:43
IOGP S-560:2016 | S560-IR-85 | FABRICATION PRODUCTION SCHEDULE | fabrication schedule |  |  | equipment | contract management information deliverables |  |  | 5803 |  | no | no | [6 empty] | AFD | yes |  | CFIHOS-68000132 | STANDARD | FR14;FR74 | 2021-10-07 07:43 | 2021-10-07 07:43
IOGP S-560:2016 | S560-IR-86 | PROGRESS REPORT | progress report |  |  | equipment | contract management information deliverables |  |  | 6944 |  | no | no | [6 empty] | AFD | yes |  | CFIHOS-68000133 | STANDARD | FR14;FR74 | 2021-10-07 07:43 | 2021-10-07 07:43
IOGP S-560:2016 | S560-IR-87 | BOUGHT OUT ITEMS LIST | bill of materials | NOTE - Covers Bill of Materials and can be provided as part of the Schematic Wiring Diagrams (3.2) |  | equipment | contract management information deliverables |  |  | 4306 |  | no | no | [6 empty] | AFD | yes |  | CFIHOS-68000134 | STANDARD | FR14;FR74 | 2021-10-07 07:43 | 2021-10-07 07:43
IOGP S-560:2016 | S560-IR-89 | PSC ASSEMBLY GENERAL ARRANGEMENT DRAWING | general arrangement diagram |  |  | equipment | technical information deliverables |  |  | 4018 |  | no | no | [6 empty] | AFD | yes |  | CFIHOS-68000135 | STANDARD | FR14;FR74 | 2021-10-07 07:43 | 2021-10-07 07:43
IOGP S-560:2016 | S560-IR-90 | INTERFACE AND CONNECTION SCHEDULE | connection diagram | NOTE - Covers items such as network architecture, field interconnection diagrams etc |  | equipment | technical information deliverables | S-560, Clauses 3.10.4, 8.6.2.2 |  | 8804 |  | no | no | [6 empty] | AFD | yes |  | CFIHOS-68000136 | STANDARD | FR14;FR74 | 2021-10-07 07:43 | 2021-10-07 07:43
IOGP S-560:2016 | S560-IR-92 | SINGLE LINE ELECTRICAL DIAGRAM | single line diagram |  |  | equipment | technical information deliverables |  |  | 2384 |  | no | no | [6 empty] | AFD | yes |  | CFIHOS-68000137 | STANDARD | FR14;FR74 | 2021-10-07 07:43 | 2021-10-07 07:43
IOGP S-560:2016 | S560-IR-93 | FUNCTIONAL UNIT SCHEMATIC DIAGRAM | schematic diagram |  |  | equipment | technical information deliverables |  |  | 2580 |  | no | no | [6 empty] | AFD | yes |  | CFIHOS-68000138 | STANDARD | FR14;FR74 | 2021-10-07 07:43 | 2021-10-07 07:43
IOGP S-560:2016 | S560-IR-94 | UTILITIES SCHEDULE (Absorbed AC / DC power) | utility consumption report |  |  | equipment | technical information deliverables |  |  |  |  | no | no | [6 empty] | AFD | yes |  | CFIHOS-68000139 | STANDARD | FR14;FR74 | 2021-10-07 07:43 | 2021-10-07 07:43
IOGP S-560:2016 | S560-IR-95 | WEIGHT DATA SHEET | weight calculation |  |  | equipment | technical information deliverables | S-560, Clause 7.3 |  | 1448 |  | no | no | [6 empty] | AFD | yes |  | CFIHOS-68000140 | STANDARD | FR14;FR74 | 2021-10-07 07:43 | 2021-10-07 07:43
IOGP S-560:2016 | S560-IR-96 | EQUIPMENT DATA SHEET | manufacturer datasheet |  |  | equipment | technical information deliverables | S-560, Clause 5 |  | 2111 |  | no | no | [6 empty] | AFD | yes |  | CFIHOS-68000141 | STANDARD | FR14;FR74 | 2021-10-07 07:43 | 2021-10-07 07:43
IOGP S-560:2016 | S560-IR-97 | DETAILED DESCRIPTION OF OPERATION | functional design specification | NOTE - Details functional interlocking arrangement for PSC-Assembly where required. |  | equipment | technical information deliverables |  |  | 7770 |  | no | no | [6 empty] | AFD | yes |  | CFIHOS-68000142 | STANDARD | FR14;FR74 | 2021-10-07 07:43 | 2021-10-07 07:43
IOGP S-560:2016 | S560-IR-98 | HEAT DISSIPATION DATA | heat dissipation calculation & loads |  |  | equipment | technical information deliverables | IEC 61439-1, Clause 10.10.4 |  |  |  | no | no | [6 empty] | AFD | yes |  | CFIHOS-68000143 | STANDARD | FR14;FR74 | 2021-10-07 07:43 | 2021-10-07 07:43
IOGP S-560:2016 | S560-IR-99 | FUNCTIONAL LOGIC DIAGRAM | logic diagram |  |  | equipment | technical information deliverables | S-560, Clauses 3.10.11, 8.6.2.3 |  | 4780 |  | no | no | [6 empty] | AFD | yes |  | CFIHOS-68000144 | STANDARD | FR14;FR74 | 2021-10-07 07:43 | 2021-10-07 07:43
IOGP S-562:2019 | API 6D #01 | Design verification and validation report | third party design verification report | Design verification and validation report by certification body/agency |  | equipment | technical information deliverables | API 6D, Annex N(i) |  |  | no | yes | yes | [5 empty] | WAO | AFD | no |  | CFIHOS-68000145 | STANDARD | FR14;FR74 | 2021-10-07 07:43 | 2021-10-07 07:43
IOGP S-562:2019 | API 6D #02 | Non-destructive examination procedures | non-destructive examination procedures | Define method, extent and acceptance levels of all NDE used to verify that materials and / or formed or welded fabrications comply with the Buyer's requirements. To include as applicable visual, radiographic, ultrasonic, magnetic particle, dye penetrant, |  | equipment | technical information deliverables | API 6D, Annex N(s) |  |  | no | yes | yes | [5 empty] | WAO | AFD | no |  | CFIHOS-68000146 | STANDARD | FR14;FR74 | 2021-10-07 07:43 | 2021-10-07 07:43
IOGP S-562:2019 | API 6D #03 | Weld procedure specification | weld procdure specification | All Weld Procedure Specification (WPS) documents are required to be issued in a single submission, together with the respective Weld Procedure Qualification Records (WPQR) and a listing register to show status of approval qualification records. |  | equipment | technical information deliverables | API 6D, Annex N(x) |  |  | no | yes | yes | [5 empty] | WAO | AFD | no |  | CFIHOS-68000147 | STANDARD | FR14;FR74 | 2021-10-07 07:43 | 2021-10-07 07:43
IOGP S-562:2019 | API 6D #04 | Weld procedure qualification records | weld procedure qualification records | Define all shop and field welding (including cladding / weld overlay) techniques and repair welding procedures in accordance with Code and Buyer's requirements.All Weld Procedure Specification (WPS) documents are required to be issued in a single submiss |  | equipment | technical information deliverables | API 6D, Annex N(u) |  |  | no | yes | yes | [5 empty] | WAO | AFD | no |  | CFIHOS-68000148 | STANDARD | FR14;FR74 | 2021-10-07 07:43 | 2021-10-20 07:16
IOGP S-562:2019 | API 6D #05 | Welder performance qualification records | welder performance qualification records | To define parameters, techniques and test results of all suppliers proposed welding procedures in compliance with Buyer's requirements. Suppler to use standard ASME, BS EN or AWS forms. Weld performance qualification records are to be cross-referenced to |  | equipment | technical information deliverables | API 6D, Annex N(y) |  |  | no | yes | yes | [5 empty] | WAO | AFD | no |  | CFIHOS-68000149 | STANDARD | FR14;FR74 | 2021-10-07 07:43 | 2021-10-20 07:16
IOGP S-562:2019 | API 6D #06 | Painting/coating certificates | enp / tungsten carbide hardfacing certification | Certificate to state the Buyer's PO number; item number, tag number, and is required to verify that painting and / or insulation is in accordance with the Buyer's specifications or the Buyer approved specifications, as applicable, showing intermediate coa |  | equipment | technical information deliverables | API 6D, Annex N(d) |  |  | no | yes | yes | [5 empty] | WPTD | AFD | no |  | CFIHOS-68000150 | STANDARD | FR14;FR74 | 2021-10-07 07:43 | 2021-10-07 07:43
IOGP S-562:2019 | API 6D #07 | Non-destructive examination personnel qualification records | non-destructive examination personnel qualification records | Copies of Qualification Certificates for the technicians / operators signing certificates are required. NDE Operators are required to be qualified by an authorised qualification body such as PCN, CSWIP according to EN ISO 9712/ISO 9712. |  | equipment | technical information deliverables | API 6D, Annex N(r) |  |  | no | yes | yes | [5 empty] | WAO | AFD | no |  | CFIHOS-68000151 | STANDARD | FR14;FR74 | 2021-10-07 07:43 | 2021-10-07 07:43
IOGP S-562:2019 | MD#01 | Supplier master information schedule | information deliverables list | Schedule of specific information deliverables developed by the manufacturer and accepted by the purchaser to meet the information requirements defined in the agreed Information Requirements Specification (IRS).The schedule typically defines; a) informat |  | equipment | contract management information deliverables | Contract Requirement | JA | 6611 | no | no | yes |  | WAO |  | WAO |  |  | AFC | no |  | CFIHOS-68000152 | STANDARD | FR14;FR74 | 2021-10-07 07:43 | 2021-10-07 07:43
IOGP S-562:2019 | MD#02 | Delivery schedule | delivery/production schedule | Schedule depicting, as applicable to the service or product scope, design, supply, manufacture, inspection, testing and delivery activities to be executed by manufacturer/sub-suppliers.Schedule details typically** include;.a) Contractual milestonesb) |  | equipment | contract management information deliverables | Contract Requirement |  | 5805 | yes | yes | yes | [5 empty] | WAO | AFD | no |  | CFIHOS-68000153 | STANDARD | FR14;FR74 | 2021-10-07 07:43 | 2021-10-07 07:43
IOGP S-562:2019 | MD#03 | Progress report | progress report | Report detailing activities completed in the period, percent complete against planned, activities planned for the next period, risks/areas of concern, cause of any delays and proposed recovery plans, concessions, internal and outsourced inspection and aud |  | equipment | contract management information deliverables | Contract Requirement |  | 6944 | no | yes | yes | [5 empty] | WAO | AFD | no |  | CFIHOS-68000154 | STANDARD | FR14;FR74 | 2021-10-07 07:43 | 2021-10-07 07:43
IOGP S-562:2019 | MD#04 | Quality plan | quality plan | Plan specifying the actions, responsibilities and associated resources to be applied by the manufacturer, and when applicable sub-suppliers or manufacturers, to deliver the services or procured item(s) in conformance with the agreed requirements. ISO9001 |  | equipment | contract management information deliverables | Contract Requirement |  | 5798 |  | no | no | [6 empty] | AFD | yes |  | CFIHOS-68000155 | STANDARD | FR14;FR74 | 2021-10-07 07:43 | 2021-10-07 07:43
IOGP S-562:2019 | MD#06 | Sub-supplier List | sub-supplier list | Definition of processes, products or services that will be externally provided and the controls to be applied by the manufacturer to ensure conformance with agreed requirements. The list includes evidence of the basis of capability assessment , quality m |  | equipment | contract management information deliverables | Contract Requirement |  |  |  | no | no | [6 empty] | AFD | yes |  | CFIHOS-68000156 | STANDARD | FR14;FR74 | 2021-10-07 07:43 | 2021-10-07 07:43
IOGP S-562:2019 | MD#07 | Inspection and test plan | inspection and test plan (itp) | Tabular presentation of a quality plan typically used for process or product applications to define the specific sequence of operational activities, instructions, acceptance criteria records and associated manufacturer, purchaser and independent conformi |  | equipment | contract management information deliverables | Contract Requirement |  | 5733 |  | no | no | [6 empty] | AFD | yes |  | CFIHOS-68000157 | STANDARD | FR14;FR74 | 2021-10-07 07:43 | 2021-10-07 07:43
IOGP S-562:2019 | MD#08 | Handling, shipping, storage and preservation procedure | handling, shipping and storage procedure | Definition of practices to be followed during the; storage, transport, lifting and preservation of the equipment and materials included in the scope of supply to maintain their functionality and guarantees.Procedures typically define:a) Packaging requi |  | equipment | contract management information deliverables | Contract Requirement |  | 6028 | no | yes | yes | [5 empty] | WAO | AFC | no |  | CFIHOS-68000158 | STANDARD | FR14;FR74 | 2021-10-07 07:43 | 2021-10-07 07:43
IOGP S-562:2019 | MD#09 | Non-conformance records | nonconformance history | Details of non-conformances raised by or to the manufacturer/sub-suppliers against technical requirements prior to or during the delivery of the products or services. Non-conformance is managed by the manufacturer in accordance with ISO9001 Clause 8.7 a |  | equipment | contract management information deliverables | S-562, Table J4, 31 |  | 6918 | no | yes | yes | [5 empty] | WAO | AFC | no |  | CFIHOS-68000159 | STANDARD | FR14;FR74 | 2021-10-07 07:43 | 2021-10-07 07:43
IOGP S-562:2019 | MD#10 | Concession requests | concession request | Formal submission seeking purchaser agreement to accept deviations from the contracted scope or technical requirements. Requests may be raised as a result of, as examples, material or service availability, obsolescence, innovation, non-conformance.Reques |  | equipment | contract management information deliverables | S-562, Table J4, 32 |  | 7205 | no | no | yes |  | WPTD |  | WPTD |  |  | AFD | no |  | CFIHOS-68000160 | STANDARD | FR14;FR74 | 2021-10-07 07:43 | 2021-10-07 07:43
IOGP S-562:2019 | S-562#01 | General arrangement drawings | valve and operator drawing | Drawings presenting the main dimensions of the valves using 2D views, top-view, side-view and sometimes front-view.The manufacturer's standard general arrangement drawing is to be delivered.Typical information to be included as minimum (where applicable |  | equipment | technical information deliverables | S-562, Table J4, 1 |  | 4018 | yes | yes | yes | [5 empty] | WAO | AFD | no |  | CFIHOS-68000161 | STANDARD | FR14;FR74 | 2021-10-07 07:43 | 2021-10-07 07:43
IOGP S-562:2019 | S-562#02 | Cross-sectional assembly drawings | valve and operator drawing | The manufacturer's standard detail cross sectional drawing is to be delivered, when following content requirements are met:- Part list with material description.- Part numbers can be included or delivered through recommended spare parts list, and is thu |  | equipment | technical information deliverables | S-562, Table J4, 2 |  | 4018 | no | yes | yes | [5 empty] | WAO | AFC | no |  | CFIHOS-68000162 | STANDARD | FR14;FR74 | 2021-10-07 07:43 | 2021-10-07 07:43
IOGP S-562:2019 | S-562#03 | Gearbox assembly drawings | gearbox drawing | Typical drawing of manual gearbox to include: - Seal design - Parts list including all parts of gearbox with functional part description and material standard used |  | equipment | technical information deliverables | S-562, Table J4, 3 |  |  | no | yes | yes | [5 empty] | WAO | AFD | no |  | CFIHOS-68000163 | STANDARD | FR14;FR74 | 2021-10-07 07:43 | 2021-10-07 07:43
IOGP S-562:2019 | S-562#04 | Name plate drawing | nameplate drawing | Electronic version of Drawing of the nameplate used on valve (both native and PDF) will be provided by the manufacturer. |  | equipment | technical information deliverables | S-562, 11 |  |  | no | yes | yes | [5 empty] | WPTD | AFC | no |  | CFIHOS-68000164 | STANDARD | FR14;FR74 | 2021-10-07 07:43 | 2021-10-07 07:43
IOGP S-562:2019 | S-562#05 | Design calculations | design calculations | Calculations confirming compliance with S-562 Par. 5.1, 5,19, 5.20, FEA report per 5.30 for applicable design and pressure/ratings combinations. |  | equipment | technical information deliverables | S-562, 5.1 |  | 1206 | no | yes | yes | [5 empty] | WAO | AFD | no |  | CFIHOS-68000165 | STANDARD | FR14;FR74 | 2021-10-07 07:43 | 2021-10-07 07:43
IOGP S-562:2019 | S-562#06 | Heat treatment procedures | heat treatment procedures | Detailed procedures defining processes which are subject to special control for compliance with Buyer's specification including heating, soaking, cooling and quenching parameters and furnace loading diagrams to ensure even heat distribution, limits of str |  | equipment | technical information deliverables | S-562, 13.1, c) |  |  | no | yes | yes | [5 empty] | WAO | AFD | no |  | CFIHOS-68000166 | STANDARD | FR14;FR74 | 2021-10-07 07:43 | 2021-10-20 07:16
IOGP S-562:2019 | S-562#07 | Pressure test procedures | pressure test procedures | Detailed procedures for compliance with Buyer's specifications including duration of test, quality of test medium, confirmation of no leakage.Note - Buyer specific approval required for all pneumatic testing. |  | equipment | technical information deliverables | S-562, 13.1, c) |  | 6046 | no | yes | yes | [5 empty] | WPTT | AFD | no |  | CFIHOS-68000167 | STANDARD | FR14;FR74 | 2021-10-07 07:43 | 2021-10-20 07:16
IOGP S-562:2019 | S-562#08 | Painting procedures | coating procedures | This is required to be supplied for all equipment and to include as a minimum: surface cleaning and preparation, environmental controls for both shop and field painting, lining (where applicable) and repairs to damaged coatings. |  | equipment | technical information deliverables | S-562, 13.1, c) |  |  | no | yes | yes | [5 empty] | WAO | AFD | no |  | CFIHOS-68000168 | STANDARD | FR14;FR74 | 2021-10-07 07:43 | 2021-10-07 07:43
IOGP S-562:2019 | S-562#09 | Installation, operation, and maintenance instructions | installation, operation and maintenance manual | The manufacturer's standard IOM manual is required to be delivered.This document is required toprovide sufficient information to install, operate and maintain the equipment.This document is required to also provide sufficient information for troubleshoo |  | equipment | technical information deliverables |  |  | 3328, 4811, 4810 | no | yes | yes | [5 empty] | WPTD | AFD | no |  | CFIHOS-68000169 | STANDARD | FR14;FR74 | 2021-10-07 07:43 | 2021-10-07 07:43
IOGP S-562:2019 | S-562#10 | Lifting points certification and handling Instructions. | certificates & instructions. | Lifting points SWL/load test certification and Lifting handling Instructions. |  | equipment | technical information deliverables | S-562, Table J4, 13 |  |  | no | yes | yes | [5 empty] | WAO | AFD | no |  | CFIHOS-68000170 | STANDARD | FR14;FR74 | 2021-10-07 07:43 | 2021-10-07 07:43
IOGP S-562:2019 | S-562#11 | Fire type-test certificate | fire type-test certificate | Fire test certificates are required to be provided where required by Purchase Order and / or statutory requirements. |  | equipment | technical information deliverables | S-562, Table J4, 12 |  |  | no | yes | yes | [5 empty] | WAT | AFD | no |  | CFIHOS-68000171 | STANDARD | FR14;FR74 | 2021-10-07 07:43 | 2021-10-07 07:43
IOGP S-562:2019 | S-562#12 | Calibration certificates | calibration certificates | Calibration certificates on pressure test equipment used (e.g. pressure gauges, transducers, and chart recorders) |  | equipment | technical information deliverables | S-562, Table J4, 13 |  |  | no | yes | yes | [5 empty] | WAT | AFD | no |  | CFIHOS-68000172 | STANDARD | FR14;FR74 | 2021-10-07 07:43 | 2021-10-07 07:43
IOGP S-562:2019 | S-562#13 | Heat-treatment records | material certificates | Heat-treatment records including times and temperatures, e.g. charts |  | equipment | technical information deliverables | S-562, Table J4, 14 |  |  | no | yes | yes | [5 empty] | WPTD | AFD | no |  | CFIHOS-68000173 | STANDARD | FR14;FR74 | 2021-10-07 07:43 | 2021-10-07 07:43
IOGP S-562:2019 | S-562#14 | Hardness test report (pressure-controlling parts) | material certificates | For sour service valves, certificate of conformance to ANSI/NACE MR0175/ISO 15156 |  | equipment | technical information deliverables | S-562, Table J4, 15 |  |  | no | yes | yes | [5 empty] | WPTD | AFD | no |  | CFIHOS-68000174 | STANDARD | FR14;FR74 | 2021-10-07 07:43 | 2021-10-07 07:43
IOGP S-562:2019 | S-562#15 | Hardness test report (pressure-containing parts) | material certificates | Hardness test report on pressure-containing and pressure-controlling parts welds in valves required to meet NACE MR0175/ISO 15156 (all parts) or NACE MR0103. |  | equipment | technical information deliverables | S-562, Table J4, 16 |  |  | no | yes | yes | [5 empty] | WPTD | AFD | no |  | CFIHOS-68000175 | STANDARD | FR14;FR74 | 2021-10-07 07:43 | 2021-10-07 07:43
IOGP S-562:2019 | S-562#16 | Hardness survey test report (sour service) | material certificates | Hardness survey test report on pressure-containing and pressure-controlling welds in valves required to meet NACE MR0175/ISO 15156 (all parts) or NACE MR0103. |  | equipment | technical information deliverables | S-562, Table J4, 17 |  |  | no | yes | yes | [5 empty] | WPTD | AFD | no |  | CFIHOS-68000176 | STANDARD | FR14;FR74 | 2021-10-07 07:43 | 2021-10-07 07:43
IOGP S-562:2019 | S-562#17 | Metallic materials pressure-containing and pressure-controlling parts certificates. | material certificates | Certificate confirming that metallic material meets grade data |  | equipment | technical information deliverables | S-562, Table J4, 18 |  |  | no | yes | yes | [5 empty] | WPTD | AFD | no |  | CFIHOS-68000177 | STANDARD | FR14;FR74 | 2021-10-07 07:43 | 2021-10-07 07:43
IOGP S-562:2019 | S-562#18 | Metallic materials non-pressure-containing and non-pressure-controlling parts certificates. | material certificates | Certificate confirming that metallic material meets grade data |  | equipment | technical information deliverables | S-562, Table J4, 19 |  |  | no | yes | yes | [5 empty] | WPTD | AFD | no |  | CFIHOS-68000178 | STANDARD | FR14;FR74 | 2021-10-07 07:43 | 2021-10-07 07:43
IOGP S-562:2019 | S-562#19 | Non-metallic materials certificates | material certificates | Certificate confirming that non-metallic materials conform to requirements based on batch testing. |  | equipment | technical information deliverables | S-562, Table J4, 20 |  |  | no | yes | yes | [5 empty] | WPTD | AFD | no |  | CFIHOS-68000179 | STANDARD | FR14;FR74 | 2021-10-07 07:43 | 2021-10-07 07:43
IOGP S-562:2019 | S-562#20 | Weld repair documentation | weld repair documentation | Weld repair documentation including extent of repairs, repair weld maps, WPS, WPQ, PQR, post weld heat treatment and NDE following the repair(s). |  | equipment | technical information deliverables | S-562, Table J4, 21 |  |  | no | yes | yes | [5 empty] | WPTD | AFD | no |  | CFIHOS-68000180 | STANDARD | FR14;FR74 | 2021-10-07 07:43 | 2021-10-07 07:43
IOGP S-562:2019 | S-562#21 | Non-destructive examination records | non-destructive examination certificates | A) Radiography: Results of radiographic tests carried out and signed by a qualified technician. Detailed reports are to state order number, and to include the procedure used, code acceptance level and results obtained in accordance with specified standard |  | equipment | technical information deliverables | S-562, Table J4, 22 |  |  | no | yes | yes | [5 empty] | WPTD | AFD | no |  | CFIHOS-68000181 | STANDARD | FR14;FR74 | 2021-10-07 07:43 | 2021-10-07 07:43
IOGP S-562:2019 | S-562#22 | Inspection documents | dimensional report | Inspection documents on all pressure-containing (body, bonnet, closures, covers, bolting) and pressure-controlling parts (obturator, seats, stems, trunnions). |  | equipment | technical information deliverables | S-562, Table J4, 23 |  |  | no | yes | yes | [5 empty] | WPTD | AFD | no |  | CFIHOS-68000182 | STANDARD | FR14;FR74 | 2021-10-07 07:43 | 2021-10-07 07:43
IOGP S-562:2019 | S-562#23 | Pressure test report | factory acceptance and pressure test report and certificates | Pressure test report (including pressure, test duration, test medium, and acceptance criteria) including copy of chart recorder used on pressure test |  | equipment | technical information deliverables | S-562, Table J4, 24 |  | 9003 | no | yes | yes | [5 empty] | WAT | AFD | no |  | CFIHOS-68000183 | STANDARD | FR14;FR74 | 2021-10-07 07:43 | 2021-10-20 07:16
IOGP S-562:2019 | S-562#24 | Fugitive emission test report | fugitive emission test report | The manufacturer will provide a fugitive emission test report in accordance with Annex V |  | equipment | technical information deliverables | S-562, Annex V |  |  | no | yes | yes | [5 empty] | WAT | AFD | no |  | CFIHOS-68000184 | STANDARD | FR14;FR74 | 2021-10-07 07:43 | 2021-10-07 07:43
IOGP S-562:2019 | S-562#25 | Certificate of conformance | certificate of conformance | The manufacturer will provide a Certificate of Conformance to the API specification and also the relevant IOGP supplementary Standard. |  | equipment | technical information deliverables | S-562, Table J4, 27 |  | 1401 | no | yes | yes | [5 empty] | WPTD | AFD | no |  | CFIHOS-68000185 | STANDARD | FR14;FR74 | 2021-10-07 07:43 | 2021-10-07 07:43
IOGP S-562:2019 | S-562#26 | Certificate of conformance (Sour service) | certificate of conformance | The manufacturer will provide a certificate of conformance to ANSI/NACE MR0175/ISO 15156 or ISO17945/MR0103. |  | equipment | technical information deliverables | S-562, Table J4, 28 |  | 1401 | no | yes | yes | [6 empty] | AFD | no |  | CFIHOS-68000186 | STANDARD | FR14;FR74 | 2021-10-07 07:43 | 2021-10-07 07:43
IOGP S-562:2019 | S-562#27 | Manufacturers valve data report | manufacturing records | The manufacturer will provide all required manufacturing records tabulated per item. |  | equipment | technical information deliverables | S-562, 13.1 |  |  | no | yes | yes | [5 empty] | WAD | AFD | no |  | CFIHOS-68000187 | STANDARD | FR14;FR74 | 2021-10-07 07:43 | 2021-10-07 07:43
IOGP S-562:2019 | S-562#28 | Studded connection gasket certification | certificate of conformance | Certification for studded connection gaskets |  | equipment | technical information deliverables | S-562, 5.9.1, 6.9 |  | 1401 | no | yes | yes | [5 empty] | WAD | AFD | no |  | CFIHOS-68000188 | STANDARD | FR14;FR74 | 2021-10-07 07:43 | 2021-10-07 07:43
IOGP S-562:2019 | S-562#29 | Recommended spare parts list | spare parts list | Identified products which may require replacement are listed in a spare parts list identified and described so that the necessary spare, the whole item or parts can be obtained.The spare parts list includes:- reference to project documentation (e.g. dra |  | equipment | technical information deliverables |  |  | 4354 | no | yes | yes | [5 empty] | WAO | AFD | no |  | CFIHOS-68000189 | STANDARD | FR14;FR74 | 2021-10-07 07:43 | 2021-10-07 07:43
IOGP S-620:2018 | IEC62271-1#01 | General Arrangement details | general arrangement diagram | The manufacturer's standard general arrangement drawing showing overall dimensions and critical interface dimensions. The drawing contains references to main specifications and standards. For equipment / components the drawing may include cross sectional |  | equipment | technical information deliverables | IEC62271-200 Clause 9.2 |  | 4018 |  | no | no | [6 empty] | AFD | yes |  | CFIHOS-68000190 | STANDARD | FR14;FR74 | 2021-10-07 07:43 | 2021-10-07 07:43
IOGP S-620:2018 | IEC62271-1#02 | Foundation and Installation details | installation drawing | The manufacturer's standard installation drawing showing;• Critical interface dimensions• Interface connections• Weight of assemblies, equipment and components• Centre of gravity• Withdrawal/installation and maintenance space.• Installation and moun |  | equipment | technical information deliverables | IEC62271-200 Clause 9.2 |  |  | no | yes | yes | [5 empty] | WAO | AFC | yes |  | CFIHOS-68000191 | STANDARD | FR14;FR74 | 2021-10-07 07:43 | 2021-10-20 07:16
IOGP S-620:2018 | IEC62271-1#03 | Installation, Operation and Maintenance (IOM) Manual | installation , operation and maintenance (iom) manual | The manufacturer's standard IOM manual.This document includes sufficient information to install, operate and maintain the equipment.This document includes sufficient information for troubleshooting.If required a supplementary sheet can be added identif |  | equipment | technical information deliverables | IEC62271-1 Clause 11.4 |  | 3328, 4811, 4810 | no | yes | yes | [5 empty] | WPTD | AFD | yes |  | CFIHOS-68000192 | STANDARD | FR14;FR74 | 2021-10-07 07:43 | 2021-10-07 07:43
IOGP S-620:2018 | IEC62271-1#04 | Recommended Spare Part List (RSPL) | spare part list (rspl) | Identified products which may require replacement are listed in a spare parts list identified and described so that the necessary spare, the whole item or parts can be obtained.The spare parts list includes:- reference to project documentation (e.g. dra |  | equipment | technical information deliverables | S-620 Clause 5.0.104, IEC 62271-1 Clause 11.4 |  | 4354 | no | yes | yes | [5 empty] | WPTD | AFC | yes |  | CFIHOS-68000193 | STANDARD | FR14;FR74 | 2021-10-07 07:43 | 2021-10-07 07:43
IOGP S-620:2018 | IEC62271-1#05 | Lifting Equipment Test Certificate | test certificate | Lifting equipment test certificate in relation switchgear load certified hoist |  | equipment | technical information deliverables | S620 Clause 10.1.2 |  |  | no | yes | yes | [5 empty] | WPTD | AFD | yes |  | CFIHOS-68000194 | STANDARD | FR14;FR74 | 2021-10-07 07:43 | 2021-10-07 07:43
IOGP S-620:2018 | IEC62271-1#06 | Weight Data Sheet | weight report | Document with weight of individual shipping sections |  | equipment | technical information deliverables | IEC62271-200 Clause 9.2 |  | 1448 | no | yes | yes | [5 empty] | WAO | AFC | yes |  | CFIHOS-68000195 | STANDARD | FR14;FR74 | 2021-10-07 07:43 | 2021-10-07 07:43
IOGP S-620:2018 | IEC62271-1#07 | Routine Verification Test (FAT) Results | test report | This document records and documents all results from the activities performed in accordance with the FAT procedure. Include any observation rework retesting. |  | equipment | technical information deliverables | IEC 62271-1 Clause 8 |  |  |  | yes | yes | [5 empty] | WAT | AFC | yes |  | CFIHOS-68000196 | STANDARD | FR14;FR74 | 2021-10-07 07:43 | 2021-10-07 07:43
IOGP S-620:2018 | IEC62271-200#02 | Heat Dissipation Calculation & Loads | calculation | This document contains the calculation by the manufacturer to arrive at the heat load produced by the switchgear to enable HVAC sizing and includes load factors and type of load provided to the manufacturer to produce accurate calculation |  | equipment | technical information deliverables | S-620 Clause 9.2 |  |  | no | yes | yes | [5 empty] | WAO | AFC | yes |  | CFIHOS-68000197 | STANDARD | FR14;FR74 | 2021-10-07 07:43 | 2021-10-07 07:43
IOGP S-620:2018 | IEC62271-200#03 | Chemical Inventory and Material Safety Data Sheets | material safety data sheets | A structured form containing information on the safety, health and environmental protection aspects of the chemical, including protective measures andemergency actions.Safety Data Sheets (SDS) to be in accordance with local/national regulations and in t |  | equipment | technical information deliverables | IEC62271-1Clause 13 |  | 2107 | no | yes | yes | [5 empty] | WPTD | AFD | yes |  | CFIHOS-68000198 | STANDARD | FR14;FR74 | 2021-10-07 07:43 | 2021-10-07 07:43
IOGP S-620:2018 | MD#01 | Supplier Master Information Schedule | information deliverables list | Schedule of specific information deliverables developed by the manufacturer and accepted by the user to meet the information requirements defined in the agreed Information Requirements Specification (IRS).The schedule typically defines; a) information d |  | equipment | contract management information deliverables | Contract Requirement | JA | 6611 | no | yes | yes | [5 empty] | WAO | AFC | yes | native | CFIHOS-68000199 | STANDARD | FR14;FR74 | 2021-10-07 07:43 | 2021-10-07 07:43
IOGP S-620:2018 | MD#02 | Delivery schedule | delivery/production schedule | Schedule depicting, as applicable to the service or product scope, design, supply, manufacture, inspection, testing and delivery activities to be executed by manufacturer/suppliers.Schedule details typically** include;.a) Contractual milestonesb) Act | Preliminary with proposal | equipment | contract management information deliverables | Contract Requirement |  | 5805 | yes | yes | yes | [5 empty] | WAO | AFD | yes | native | CFIHOS-68000200 | STANDARD | FR14;FR74 | 2021-10-07 07:43 | 2021-10-07 07:43
IOGP S-620:2018 | MD#03 | Progress Report | progress report | Report detailing activities completed in the period, percent complete against planned, activities planned for the next period, risks/areas of concern, cause of any delays and proposed recovery plans, concessions, internal and outsourced inspection and aud |  | equipment | contract management information deliverables | Contract Requirement |  | 6944 | no | yes | yes | [5 empty] | WAO | AFD | yes | PDF | CFIHOS-68000201 | STANDARD | FR14;FR74 | 2021-10-07 07:43 | 2021-10-07 07:43
IOGP S-620:2018 | MD#04 | Quality Plan | quality plan | Plan specifying the actions, responsibilities and associated resources to be applied by the manufacturer, and when applicable sub-suppliers, to deliver the services or procured item(s) in conformance with the agreed requirements. ISO9001 Clause 8.1 and | Preliminary with proposal | equipment | contract management information deliverables | Contract Requirement |  | 5798 | yes | no | yes |  | WAO |  | WAO |  |  | AFD | yes | native | CFIHOS-68000202 | STANDARD | FR14;FR74 | 2021-10-07 07:43 | 2021-10-07 07:43
IOGP S-620:2018 | MD#05 | Design and Development Plan | design and development plan | NOT RELEVANT FOR HVSG |  | equipment | contract management information deliverables | Contract Requirement |  | 5798 |  | no | no | [6 empty] | AFD | yes |  | CFIHOS-68000203 | STANDARD | FR14;FR74 | 2021-10-07 07:43 | 2021-10-07 07:43
IOGP S-620:2018 | MD#06 | Sub-Supplier Delivery Schedule | sub-supplier list | Definition of processes, products or services that will be externally provided and the controls to be applied by the [supplier] to ensure conformance with agreed requirements. The schedule includes evidence of the basis of capability assessment , quality | Preliminary with proposal | equipment | contract management information deliverables | Contract Requirement |  |  | yes | yes | yes | [5 empty] | WAO | AFD | yes | PDF | CFIHOS-68000204 | STANDARD | FR14;FR74 | 2021-10-07 07:43 | 2021-10-07 07:43
IOGP S-620:2018 | MD#07 | Inspection and Test Plan (ITP) | inspection and test plan (itp) | Tabular presentation of a quality plan typically used for process or product applications to define the specific sequence of operational activities, instructions, acceptance criteria, records and associated manufacturer, user and independent conformity a | Preliminary with proposal | equipment | contract management information deliverables | Contract Requirement |  | 5733 | yes | no | yes |  | WAO |  | WAO |  |  | AFD | yes | native | CFIHOS-68000205 | STANDARD | FR14;FR74 | 2021-10-07 07:43 | 2021-10-07 07:43
IOGP S-620:2018 | MD#08 | Handling, shipping and storage procedure | handling, shipping and storage procedure | Definition of practices to be followed during the; storage, transport, lifting and preservation of the equipment and materials included in the scope of supply to maintain their functionality and guarantees.Procedures typically define:a) Packaging requi |  | equipment | contract management information deliverables | Contract Requirement |  | 6028 | no | yes | yes | [5 empty] | WPTD | AFD | yes | PDF | CFIHOS-68000206 | STANDARD | FR14;FR74 | 2021-10-07 07:43 | 2021-10-07 07:43
IOGP S-620:2018 | MD#09 | Non-conformance records | non-conformance history | Details of non-conformances raised by or to the manufacturer/sub suppliers against technical requirements prior to or during the delivery of the products or services. Non-conformance is managed by the manufacturer in accordance with ISO9001 Clause 8.7 a |  | equipment | contract management information deliverables | Contract Requirement |  | 6918 | no | yes | yes | [5 empty] | WPTD | AFC | yes | PDF | CFIHOS-68000207 | STANDARD | FR14;FR74 | 2021-10-07 07:43 | 2021-10-07 07:43
IOGP S-620:2018 | MD#10 | Concession requests | concession request | Formal submission seeking user agreement to accept deviations from the contracted scope or technical requirements. Requests may be raised as a result of, as examples, material or service availability, obsolescence, innovation, non-conformance.Requests ar |  | equipment | contract management information deliverables | Contract Requirement |  | 7205 | no | no | yes |  | WAO |  | WAO |  |  | AFC | yes | native | CFIHOS-68000208 | STANDARD | FR14;FR74 | 2021-10-07 07:43 | 2021-10-07 07:43
IOGP S-620:2018 | MD#11 | Obsolescence management plan | management plan | Plan defining the manufacturer's co-ordinated activities to direct and control the strategies for the identification and mitigation of the effects of obsolescence to the user, through all stages of the life of all components within the high-voltage switch | Preliminary with proposal | equipment | contract management information deliverables | S-620 Clause 5.0.103 |  |  | yes | yes | yes | [5 empty] | WAO | AFD | yes | PDF | CFIHOS-68000209 | STANDARD | FR14;FR74 | 2021-10-07 07:43 | 2021-10-07 07:43
IOGP S-620:2018 | S-620#02 | CT sizing calculations | calculation | Calculations to size the CT's, e.g. burden and accuracy class. |  | equipment | technical information deliverables | S-620 Clause 9.2 |  |  | no | yes | yes | [5 empty] | WAO | AFC | yes |  | CFIHOS-68000210 | STANDARD | FR14;FR74 | 2021-10-07 07:43 | 2021-10-07 07:43
IOGP S-620:2018 | S-620#03 | Current transformer characteristics | characteristics | The magnetization and transient characteristics of the current transformers. |  | equipment | technical information deliverables | S-620 Clause 9.2 |  |  | no | yes | yes | [5 empty] | WAO | AFC | yes |  | CFIHOS-68000211 | STANDARD | FR14;FR74 | 2021-10-07 07:43 | 2021-10-07 07:43
IOGP S-620:2018 | S-620#04 | High-voltage protective devices characteristics and ratings | characteristics | Time-current characteristics of high-voltage protection devices provided with the switchgear and controlgear assembly, e.g. motor-starter fuse and protection relay curves. |  | equipment | technical information deliverables | S-620 Clause 9.2 |  |  | no | yes | yes | [5 empty] | WAO | AFC | yes |  | CFIHOS-68000212 | STANDARD | FR14;FR74 | 2021-10-07 07:43 | 2021-10-07 07:43
IOGP S-620:2018 | S-620#05 | Utility load calculation | calculation | Summarises the normal and transient DC and AC utility loads of the switchgear for the purpose of sizing external power provision. |  | equipment | technical information deliverables | IEC 62271-1Clause 10.3 |  |  | no | yes | yes | [5 empty] | WAO | AFC | yes |  | CFIHOS-68000213 | STANDARD | FR14;FR74 | 2021-10-07 07:43 | 2021-10-07 07:43
IOGP S-620:2018 | S-620#06 | Connection Diagram | connection diagram | Drawing providing information about the external physical connections per functional unit including hydraulic, pneumatic and electrical connections. |  | equipment | technical information deliverables | IEC 62271-1Clause 11.3.5 |  | 8804 | no | yes | yes | [5 empty] | WAO | AFC | yes |  | CFIHOS-68000214 | STANDARD | FR14;FR74 | 2021-10-07 07:43 | 2021-10-07 07:43
IOGP S-620:2018 | S-620#07 | Switchgear I/O schedule | schedule | Schedule of tags identifying IED programmable addresses and hardwired signal interfaces for all functional units within the switchgear and control gear assembly. |  | equipment | technical information deliverables | S-620Clause 5.4.1.1 |  | 4327 | no | yes | yes | [5 empty] | WAO | AFC | yes |  | CFIHOS-68000215 | STANDARD | FR14;FR74 | 2021-10-07 07:43 | 2021-10-07 07:43
IOGP S-620:2018 | S-620#08 | Functional logic diagram | logic diagram | Control logic embedded in IEDs (e.g. protection relays) that is developed by the manufacturer to implement the requirements of the user diagrams and associated protection relay settings. |  | equipment | technical information deliverables | S-620Clause 5.115.3 |  | 4780 | no | no | yes |  | WAO |  | WAO |  |  | AFC | yes |  | CFIHOS-68000216 | STANDARD | FR14;FR74 | 2021-10-07 07:43 | 2021-10-07 07:43
IOGP S-620:2018 | S-620#09 | Switchgear single line diagram | single line diagram | Drawing detailing major items of equipment, including protection devices per functional unit using IEC 60617 standard symbols and/or ANSI C37.2 device function numbers per switchgear and controlgear assembly. |  | equipment | technical information deliverables | S-620 Clause 9.2 |  | 2384 | no | no | yes |  | WAO |  | WAO |  |  | AFC | yes |  | CFIHOS-68000217 | STANDARD | FR14;FR74 | 2021-10-07 07:43 | 2021-10-07 07:43
IOGP S-620:2018 | S-620#10 | Circuit and wiring diagram | circuit and wiring diagram | Drawing detailing in schematic form the functional unit in respect of electrical and instrument circuit connections based on the principles in IEC 61082-1, Preparation of documents used in electrotechnology - Part 1: Rules. The circuit(s) to be shown to |  | equipment | technical information deliverables | S-620 Clause 9.2 |  | 8880 | no | no | yes |  | WAO |  | WAO |  |  | AFC | yes |  | CFIHOS-68000218 | STANDARD | FR14;FR74 | 2021-10-07 07:43 | 2021-10-20 07:16
IOGP S-620:2018 | S-620#11 | Inter-panel diagram | connection diagram | Wiring diagram detailing the control and auxiliary interfaces between functional units within the switchgear and controlgear assembly. The wiring diagram identifies functional unit inter-connection and field run connections to be made during assembly of |  | equipment | technical information deliverables | S-620 Clause 9.2 |  | 8804 | no | yes | yes | [5 empty] | WAO | AFC | yes |  | CFIHOS-68000219 | STANDARD | FR14;FR74 | 2021-10-07 07:43 | 2021-10-07 07:43
IOGP S-620:2018 | S-620#12 | Probability of failure on demand reliability data | reliability data | Identifies reliability input data for functional unit and protection relay probability of failure on demand (PFD) to enable user to perform functional safety requirements assessments to IEC 61511. |  | equipment | technical information deliverables | S-620 Clause 5.115.2 |  |  | no | yes | yes | [5 empty] | WAO | AFC | yes |  | CFIHOS-68000220 | STANDARD | FR14;FR74 | 2021-10-07 07:43 | 2021-10-07 07:43
IOGP S-620:2018 | S-620#13 | IED Interrogation and Programming Software | software | Software required to access and program the relays and programmable devices in the HV switchgear |  | equipment | technical information deliverables | S-620 Clause 5.115.3 |  |  | no | yes | yes | [5 empty] | WAO | AFC | yes |  | CFIHOS-68000221 | STANDARD | FR14;FR74 | 2021-10-07 07:43 | 2021-10-07 07:43
IOGP S-620:2018 | S-620#14 | Relay IED configuration files | software configuration file | Relay and programmable configuration devices files (native files and PDF) |  | equipment | technical information deliverables | S-620 Clause 5.113.3 |  |  | no | yes | yes | [5 empty] | WPTT | AFC | yes |  | CFIHOS-68000222 | STANDARD | FR14;FR74 | 2021-10-07 07:43 | 2021-10-07 07:43
IOGP S-620:2018 | S-620#15 | IEC 61850 configuration files | software configuration file | Substation Configuration Description (SCD) or Configured IED Description (CID) files |  | equipment | technical information deliverables | S-620 Clause 5.115.4 |  |  | no | yes | yes | [5 empty] | WPTT | AFC | yes |  | CFIHOS-68000223 | STANDARD | FR14;FR74 | 2021-10-07 07:43 | 2021-10-07 07:43
IOGP S-620:2018 | S-620#16 | Bill of materials | bill of materials | A list of parts, components and sub-assemblies for equipment with part numbers, item numbers, quantities, material designations and references to specifications including sub-suppliers and associated purchase orders. |  | equipment | technical information deliverables | IEC62271-200Clause 9.2 |  | 4306 | no | yes | yes | [5 empty] | WPTD | AFC | yes |  | CFIHOS-68000224 | STANDARD | FR14;FR74 | 2021-10-07 07:43 | 2021-10-07 07:43
IOGP S-620:2018 | S-620#17 | Type test report | test certificate | A document that provides a summary of type tests, including the specific year and edition of the IEC used to perform the type test for all discrete functional units provided |  | equipment | technical information deliverables | IEC 62271-200Clause 6.1 |  |  | no | yes | yes | [5 empty] | WPTD | AFD | yes |  | CFIHOS-68000225 | STANDARD | FR14;FR74 | 2021-10-07 07:43 | 2021-10-07 07:43
IOGP S-620:2018 | S-620#18 | ECMS simulation test procedure | test procedure | User-agreed functional test procedure of the ECMS or its parts using the parameter set for the planned application including communication interfaces with integrated control and safety systems. |  | equipment | technical information deliverables | S-620 Clause 7.107,S-620Q Annex A |  | 6061 |  | no | yes |  | WPTT |  | WPTT |  |  | AFD | yes |  | CFIHOS-68000226 | STANDARD | FR14;FR74 | 2021-10-07 07:43 | 2021-10-07 07:43
IOGP S-620:2018 | S-620#19 | ECMS simulation test report | test report | Results from the execution of ECMS simulation test procedure including communication interfaces with integrated control and safety systems. |  | equipment | technical information deliverables | S-620 Clause 7.107S-620Q Annex A |  |  |  | yes | yes | [5 empty] | WAT | AFC | yes |  | CFIHOS-68000227 | STANDARD | FR14;FR74 | 2021-10-07 07:43 | 2021-10-07 07:43
IOGP S-620:2018 | S-620#20 | Routine Verification Test (FAT) Procedure | test procedure | Procedure documenting the manufacturers recommended testing activities and acceptance criteria according to applicable standards, specifications and requirements, to document the condition of the equipment as tested from factory. Procedure to define test |  | equipment | technical information deliverables | IEC 62271-200 Clause 7,S-620Q Annex A |  | 6061 | no | yes | yes | [5 empty] | WPTT | AFD | yes |  | CFIHOS-68000228 | STANDARD | FR14;FR74 | 2021-10-07 07:43 | 2021-10-07 07:43
IOGP S-620:2018 | S-620#21 | Certificate of conformity | certificate of conformance (coc) | The manufacture's or other party's confirmation that the product is designed, manufactured and tested as specified. To be delivered according to applicable authorities requirements. An example is marine class approval of the switchgear | marine class approval from an independent verification body | equipment | technical information deliverables | S-620 Clause 9.2 |  |  | no | yes | yes | [5 empty] | WPTD | AFC | yes |  | CFIHOS-68000229 | STANDARD | FR14;FR74 | 2021-10-07 07:43 | 2021-10-20 07:16
IOGP S-620:2018 | S-620#22 | Site acceptance test (SAT) procedure | test procedure | Procedure documenting the manufacturers recommended site tests including discrete functional unit and overall assembly, electrical, mechanical, protection relay and IEDs. | To incorporate site interfaces | equipment | technical information deliverables | IEC62271-1Clause 11.3.7 |  | 6061 | no | no | yes |  | WPTT |  | WPTT |  |  | AFD | yes |  | CFIHOS-68000230 | STANDARD | FR14;FR74 | 2021-10-07 07:43 | 2021-10-07 07:43
IOGP S-620:2018 | S-620#23 | Site acceptance test report | test report | Site acceptance test report including discrete functional unit and overall assembly, electrical, mechanical, protection relay and IED tests. |  | equipment | technical information deliverables | S-620 Clause 7 |  |  | no | no | yes |  | WAT |  | WAT |  |  | AFC | yes |  | CFIHOS-68000231 | STANDARD | FR14;FR74 | 2021-10-07 07:43 | 2021-10-07 07:43
IOGP S-620:2018 | S-620#M01 | IED Configuration Responsibilities | responsibility matrix | Responsibility matrix or flow chart detailing device configuration and set-point responsibilities including protection relay, IED generic configuration and IED functional logic files for the purpose of interface control between user and manufacturer durin | Preliminary with proposal | equipment | contract management information deliverables | S-620 Clause 5.115.3 |  |  | yes | yes | yes | [5 empty] | WAO | AFD | yes | PDF | CFIHOS-68000232 | STANDARD | FR14;FR74 | 2021-10-07 07:43 | 2021-10-07 07:43
IOGP S-703:2020 | S703-IR-1 | Supplier master information schedule | supplier master information schedule | Schedule of specific information deliverables developed by the [Vendor] and accepted by the [Purchaser] to meet the information requirements defined in the agreed Information Requirements Specification (IRS).The schedule typically defines;a. information |  | equipment | contract management information deliverables | API 671, 13.1.1 | JA | 6611 |  | no | no | [6 empty] | AFD | yes | native | CFIHOS-68000233 | STANDARD | FR14;FR74 | 2021-10-07 07:43 | 2021-10-07 07:43
IOGP S-703:2020 | S703-IR-19 | General arrangement drawing | general arrangement diagram | A drawing showing overall dimensions, critical interface dimensions, part references and weight of assemblies, equipment and components. The drawing shall contain reference to main specifications and standards. For equipment / components the drawing may i | Preliminary with proposal | equipment | technical information deliverables | (11.1 para 3.5 new), (11.1), 11.3.1.1, 11.3.1.3, 11.3.2.3, 11.3.3.3, 11.3.4.1, 11.3.4.3, 6.8.2 | EA | 4018 | yes | yes | yes | [5 empty] | WAO | AFD | no | PDF | CFIHOS-68000234 | STANDARD | FR14;FR74 | 2021-10-07 07:43 | 2021-10-07 07:43
IOGP S-703:2020 | S703-IR-20 | Single-speed motor performance curves | motor performance curve | Motor performance curve shall include the following information:- Torque curve from 0 to 100% synchronous speed at 80% rated voltage expressed as a percentage of rated torque.- Torque curve from 0 to 100% synchronous speed at 100% rated voltage expresse |  | equipment | technical information deliverables |  |  |  | yes | yes | yes | [5 empty] | WAO | AFD | yes | PDF | CFIHOS-68000235 | STANDARD | FR14;FR74 | 2021-10-07 07:43 | 2021-10-07 07:43
IOGP S-703:2020 | S703-IR-22 | Termination diagram | termination diagram | A diagram for equipment, panels, junction boxes, etc. identifies all connections and cable terminations at input/output rails. Required for removal/hook up purposes and modifications. To include vendor interfaces. |  | equipment | technical information deliverables | 11.3.4.2 |  | 2389 | no | yes | yes | [5 empty] | WAO | AFD | yes | PDF | CFIHOS-68000236 | STANDARD | FR14;FR74 | 2021-10-07 07:43 | 2021-10-07 07:43
IOGP S-703:2020 | S703-IR-24 | Routine test report | test report | This document records and documents all results from the activities performed in routine tests in accordance with IEC 60034-1 Section 9.Mandatory content of information:Date of testing; Signature of person responsible for test; Object identification (t |  | equipment | technical information deliverables | 9.2, Table 16, Table 17 |  |  | no | yes | yes | [6 empty] | AFD | no | PDF | CFIHOS-68000237 | STANDARD | FR14;FR74 | 2021-10-07 07:43 | 2021-10-07 07:43
IOGP S-703:2020 | S703-IR-26 | Electrical hazardous area equipment certification | ex certification | Attestation issued by a recognised notified body e.g. ATEX Directive, IECEx, EAC, certifying that a type test has satisfied specified criteria to enable that equipment to be used in a potentially explosive atmosphere. |  | equipment | technical information deliverables | 11.3.3.1, 15.1.1, 15.1.2, 15.1.3, 15.1.4, 15.2.1, 15.2.2, 6.8.2 | HX | 1415 | no | yes | yes | [5 empty] | WAO | AFD | yes | PDF | CFIHOS-68000238 | STANDARD | FR14;FR74 | 2021-10-07 07:43 | 2021-10-07 07:43
IOGP S-703:2020 | S703-IR-29 | Type test report | type test report | A document which provides a summary of tests of one or more machine made to a certain design to show that the design meets certain specifications. The report will include the specific year and edition of the IEC used to perform the type test for all discr |  | equipment | technical information deliverables | (8.1 para 1), (8.1 para 1a new), (8.1 para 2), 11.3.6.3, 9.12.1.1, 9.12.1.2, 9.12.1.3, 9.13.1, 9.13.2, Table 21 |  | 3880 | no | yes | yes | [6 empty] | AFD | no | PDF | CFIHOS-68000239 | STANDARD | FR14;FR74 | 2021-10-07 07:43 | 2021-10-07 07:43
IOGP S-703:2020 | S703-IR-30 | Declaration of conformity | declaration of conformity | Declares conformance with all standards relating to the machine in it's region of use, and its duty as defined by the purchaser in the data sheet. |  | equipment | technical information deliverables |  |  | 9005 | no | yes | yes | [5 empty] | WPTD | AFD | yes | PDF | CFIHOS-68000240 | STANDARD | FR14;FR74 | 2021-10-07 07:43 | 2021-10-07 07:43
IOGP S-703:2020 | S703-IR-33 | Routine test procedure | test procedure | Procedure documenting the manufacturers recommended testing activities and acceptance criteria according to applicable standards, specifications and requirements, to document the condition of the equipment as tested from factory. Procedure to define test |  | equipment | technical information deliverables | 9.2, Table 16, Table 17 |  | 6061 | no | yes | yes | [5 empty] | WPTT | AFD | yes | PDF | CFIHOS-68000241 | STANDARD | FR14;FR74 | 2021-10-07 07:43 | 2021-10-07 07:43
IOGP S-703:2020 | S703-IR-35 | Installation, operation and maintenance manual | installation, operation and maintenance manual | The user of the product shall be provided with information regarding normal and safe operation/functioning. As appropriate, this should be completed by information regarding automatic and remote controlled products, exceptional functions/situations, indic |  | equipment | technical information deliverables |  | OA | 4811 | no | yes | yes | [5 empty] | WAO | AFD | yes | PDF | CFIHOS-68000242 | STANDARD | FR14;FR74 | 2021-10-07 07:43 | 2021-10-07 07:43
IOGP S-703:2020 | S703-IR-37 | Noise type test report | noise type test report | A type test report detailing noise performance in accordance with IEC 60034-9. |  | equipment | technical information deliverables | 9.13.1, 9.13.2 |  |  | no | yes | yes | [5 empty] | WPTD | AFD | yes | PDF | CFIHOS-68000243 | STANDARD | FR14;FR74 | 2021-10-07 07:43 | 2021-10-07 07:43
IOGP S-703:2020 | S703-IR-39 | Vibration test report | vibration level test report | Vibration level test report stating maximum vibration levels of machine as defined in IEC 60034-14 |  | equipment | technical information deliverables | 11.3.2.1, 11.3.2.2 |  |  | no | yes | yes | [5 empty] | WPTD | AFD | yes | PDF | CFIHOS-68000244 | STANDARD | FR14;FR74 | 2021-10-07 07:43 | 2021-10-07 07:43
IOGP S-703:2020 | S703-IR-4 | Quality plan | quality plan | Plan specifying the actions, responsibilities and associated resources to be applied by the [vendor], and when applicable [sub-vendors] or [manufacturers], to deliver the services or procured item(s) in conformance with the agreed requirements. ISO 9001 |  | equipment | contract management information deliverables | Contract Requirement |  | 5798 | no | yes | yes | [6 empty] | AFD | no | PDF | CFIHOS-68000245 | STANDARD | FR14;FR74 | 2021-10-07 07:43 | 2021-10-07 07:43
IOGP S-703:2020 | S703-IR-40 | Converter-fed motors performance curves | motor performance curve | Provide motor performance curves for quadrant operation specified in the datasheet and as per IEC 61800-2: 2015 Table 4, Section 4.3.3.2 and Figure 8. |  | equipment | technical information deliverables |  |  |  | yes | yes | yes | [6 empty] | AFD | yes | PDF | CFIHOS-68000246 | STANDARD | FR14;FR74 | 2021-10-07 07:43 | 2021-10-07 07:43
IOGP S-703:2020 | S703-IR-41 | Data for protection setting/power modelling | data for protection setting/power modelling | Additional information to facilitate power system modelling and/or protection device configuration. Final application specific information requirements to be agreed between purchaser and supplier. |  | equipment | technical information deliverables |  |  |  | no | yes | yes | [5 empty] | WAO | AFD | yes | PDF | CFIHOS-68000247 | STANDARD | FR14;FR74 | 2021-10-07 07:43 | 2021-10-07 07:43
IOGP S-703:2020 | S703-IR-42 | Equivalent circuit diagram | equivalent circuit diagram | A function diagram providing information on the electric and magnetic behaviour of the motor. This shall apply the conventions for electric and magnetic circuits as specified in IEC 60375. See IEC TS 60034-25 Table 3 for electrical parameters to be includ |  | equipment | technical information deliverables |  |  |  | no | yes | yes | [5 empty] | WAO | AFD | yes | PDF | CFIHOS-68000248 | STANDARD | FR14;FR74 | 2021-10-07 07:43 | 2021-10-07 07:43
IOGP S-703:2020 | S703-IR-6 | Inspection and test plan | inspection and test plan (itp) | Tabular presentation of a quality plan typically used for process or product applications to define the specific sequence of operational activities, instructions, acceptance criteria records and associated [vendor], [purchaser] and independent conformity |  | equipment | contract management information deliverables | Contract Requirement | QA | 5733 | no | yes | yes | [6 empty] | AFD | no | PDF | CFIHOS-68000249 | STANDARD | FR14;FR74 | 2021-10-07 07:43 | 2021-10-07 07:43
IOGP S-703:2020 | S703-IR-7 | Handling, shipping, storage and preservation procedure | handling, shipping and storage procedure | Definition of practices to be followed during the; storage, transport, lifting and preservation of the equipment and materials included in the scope of supply to maintain their functionality and guarantees.Procedures typically define:a. packaging requir |  | equipment | contract management information deliverables | Contract Requirement : 6.6 | SA | 6028 | no | yes | yes | [5 empty] | WPTD | AFD | yes | PDF | CFIHOS-68000250 | STANDARD | FR14;FR74 | 2021-10-07 07:43 | 2021-10-07 07:43
IOGP S-703:2020 | S703-IR-8 | Non-conformance records | nonconformance history | Details of non-conformances raised by or to the [vendor/sub-vendors] against technical requirements prior to or during the delivery of the products or services. Non-conformance is managed by the [vendor] in accordance with ISO 9001 Clause 8.7 and associat |  | equipment | contract management information deliverables | Contract Requirement | QA | 6918 | no | no | yes |  | WAO |  | WAO |  |  | AFD | no | PDF | CFIHOS-68000251 | STANDARD | FR14;FR74 | 2021-10-07 07:43 | 2021-10-07 07:43
IOGP S-703:2020 | S703-IR-9 | Concession requests | concession request | Formal submission seeking [purchaser] agreement to accept deviations from the contracted scope or technical requirements. Requests may be raised as a result of, as examples, material or service availability, obsolescence, innovation, non-conformance.Requ |  | equipment | contract management information deliverables | Contract Requirement | EA | 7205 | no | no | yes |  | WAO |  | WAO |  |  | AFC | yes | PDF | CFIHOS-68000252 | STANDARD | FR14;FR74 | 2021-10-07 07:43 | 2021-10-07 07:43
IOGP S-719:2020 | S719-IR-1 | Supplier master information schedule | information deliverables list | Schedule of specific information deliverables developed by the [Vendor] and accepted by the [Purchaser] to meet the information requirements defined in the agreed Information Requirements Specification (IRS).The schedule typically defines;a. information |  | equipment | contract management information deliverables | API 671, 13.1.1 | JA | 6611 | no | no | yes |  | WAO |  | WAO |  |  | AFD | no | native | CFIHOS-68000253 | STANDARD | FR14;FR74 | 2021-10-07 07:43 | 2021-10-07 07:43
IOGP S-719:2020 | S719-IR-19 | General arrangement drawing fire fighting skid (FFS) | general arrangement diagram | A drawing showing overall dimensions, critical interface dimensions, part references and weight of assemblies, equipment and components. The drawing shall contain reference to main specifications and standards For equipment / components the drawing may in | May include bill of materials | equipment | technical information deliverables | 12.4.3, 12.4.4, 12.4.5, 12.5.4.5, 12.5.4.6, 12.5.4.7, 12.5.5.1, 12.5.5.2, 12.5.5.4, 12.5.5.5, 13.4.1, 13.4.2, 13.4.4, 14.2.4.1.8, 14.2.4.1.9, 16.1.10, 16.2.11.4, 16.2.11.5, 16.2.13.1, 16.2.13.2, 16.2.2, 16.3.5.7.3, 16.3.7, 16.3.8, 16.4, 17.16, 17.18, 17.7 | HX | 4018 | no | no | no | [6 empty] | AFC | no | PDF | CFIHOS-68000254 | STANDARD | FR14;FR74 | 2021-10-07 07:43 | 2021-10-07 07:43
IOGP S-719:2020 | S719-IR-2 | Delivery schedule | delivery/production schedule | Schedule depicting, as applicable to the service or product scope, design, supply, manufacture, inspection, testing and delivery activities to be executed by [vendor/sub-vendors].Schedule details typically** include;a) Contractual milestonesb) Activity |  | equipment | contract management information deliverables | Contract Requirement | FA | 5805 | yes | yes | yes | [5 empty] | WAO | AFD | no | PDF | CFIHOS-68000255 | STANDARD | FR14;FR74 | 2021-10-07 07:43 | 2021-10-07 07:43
IOGP S-719:2020 | S719-IR-20 | Detailed drawing | detailed drawing | Drawing showing parts of a construction or a component, generally enlarged, and including specific information about the form and construction or about the assembly and joints Also supports other documents where a cross-sectional view or part list is ne | Typically supplied for primary components such as nozzle, but as propriety information this will be supplier dependent. | equipment | technical information deliverables | ISO 10209 : 12.5.1.4.1, 12.5.1.4.2, 12.5.4.5, 13.1.5, 13.4.1, 13.4.2, 13.4.4, 16.2.1, 16.2.2, 16.3.5.7.2, 17.18, 17.2.4, 6.3.4.4, 6.6.3, 6.6.4, 6.6.5, 6.6.7.1, 6.6.7.2, 6.8.3, 6.8.6, 6.8.7, 7.6, 8.3.3, 8.5.5.1 |  | 2320 | no | yes | yes | [5 empty] | WAO | AFD | no | PDF | CFIHOS-68000256 | STANDARD | FR14;FR74 | 2021-10-07 07:43 | 2021-10-07 07:43
IOGP S-719:2020 | S719-IR-21 | Fire test certificate / approval report | fire test certificate | Fire test certificate / approval report that forms part of the listing, or the fire scenario engineered solution. | To give evidence that the solution is fit for purpose. By a listed product (certificate and / or a approval report) or by fire scenario engineered solution. | equipment | technical information deliverables | 11.1.4, 11.2.3, 11.2.4, 11.4.1.3.1, 11.4.1.3.2, 11.4.2.1 , 11.4.2.2, 11.4.2.3, 11.4.3.1, 12.3.1, 12.5.1.2, 12.5.1.7, 12.6.5, 12.6.8.1, 13.1.1, 13.1.2, 13.1.5, 16.1.2.1, 16.1.2.2, 16.1.3.1, 16.1.4, 16.3.2, 16.3.2.1 , 16.3.2.2, 16.3.2.3, 16.3.5.4.2, 16.3.5. |  | 1401 | no | yes | yes | [5 empty] | WAO | AFD | no | PDF | CFIHOS-68000257 | STANDARD | FR14;FR74 | 2021-10-07 07:43 | 2021-10-07 07:43
IOGP S-719:2020 | S719-IR-22 | General arrangement drawing fire fighting nozzles and piping | general arrangement diagram | A drawing showing overall dimensions, critical interface dimensions, part references of nozzles and distribution pipework. The drawing shall contain reference to main specifications and standards. For equipment / components the drawing may include cross s | May include bill of materials | equipment | technical information deliverables | 12.5.1.4.1, 12.5.1.5.2, 12.5.1.5.3, 13.1.1, 13.1.2, 13.1.3, 13.1.4, 13.1.5, 13.1.6, 13.4.1, 13.4.2, 14.2.4.1.1, 14.2.4.1.2, 14.2.4.1.3, 14.2.4.1.4, 14.2.4.1.5, 14.2.4.1.6, 14.2.4.1.7, 16.1.12.2, 16.1.12.3, 16.1.12.4.1, 16.1.3.2, 16.1.5, 16.2.1, 16.2.11.1, | MP | 4018 | no | no | yes |  | WAO |  | WAO |  |  | AFC | no | PDF | CFIHOS-68000258 | STANDARD | FR14;FR74 | 2021-10-07 07:43 | 2021-10-07 07:43
IOGP S-719:2020 | S719-IR-23 | Bill of materials | bill of materials | A detail and cross sectional drawing with parts list to facilitate dismantling, repair and assembly of parts and components shall be included. Relevant for assemblies and smaller components within assemblies. A view or drawing that shows what the inside o | May be included with the general arrangement or detailed drawings. | equipment | technical information deliverables | 13.1.5, 13.4.1, 13.4.2, 16.3.5.7.2, 17.18, 17.2.4.2, 17.2.4.3, 6.2.2.5, 6.2.2.8.1, 6.4.1.1 |  | 4306 | no | yes | yes | [5 empty] | WAO | AFC | no | PDF | CFIHOS-68000259 | STANDARD | FR14;FR74 | 2021-10-07 07:43 | 2021-10-07 07:43
IOGP S-719:2020 | S719-IR-25 | Commissioning / SAT procedure | commissioning instruction | Procedure providing information on the commissioning of the product. Instructions for commissioning are provided especially for large and highly complex products and for large industrial installations. The purpose of such instructions is to provide the us |  | equipment | technical information deliverables | NFPA750 Figure A14.1.4 : 12.1.2, 12.4.5, 12.5.2.4.1, 12.5.4.2, 12.5.4.3, 12.5.4.4, 12.6.2.1, 12.6.2.2, 14.1.1, 14.1.2, 14.1.3, 14.1.4, 14.1.5, 14.1.6, 14.2.1.1.1, 14.2.1.1.2, 14.2.1.1.3, 14.2.1.2.1, 14.2.1.2.2, 14.2.1.2.3, 14.2.2.1.1, 14.2.2.1.2, 14.2.2.1 |  | 3375 | no | no | yes |  | WAT |  | WAT |  |  | AFD | no | PDF | CFIHOS-68000260 | STANDARD | FR14;FR74 | 2021-10-07 07:43 | 2021-10-07 07:43
IOGP S-719:2020 | S719-IR-26 | Installation manual | installation manual | A document or a set of documents outlining the premise and intent for decisions that are to be followed regarding the installation of the system. These shall provide information to allow the user or a third party to verify that the system has been install | This may be one document , or a set of documents and may be combined in one overall document known as the DIOM (design, installation, operation and maintenance) manual. May also be known as the Technical File. May be supplied in both PDF and hard copy for | equipment | technical information deliverables | 10.1.2.1.1, 10.1.2.2.1, 10.1.2.3, 10.1.2.4, 10.2, 10.3.1.9.1, 10.3.1.9.2, 10.3.2.3, 10.3.2.5.6, 10.3.2.8.1.4, 12.1.2, 12.1.3, 12.2, 12.4.3, 12.4.4, 12.5.1.5.3, 12.5.3.1, 12.5.3.2, 12.5.4.4, 12.6.2.1, 12.6.2.2, 12.6.6, 12.6.8.2, 13.1.1, 13.1.2, 13.1.5, 13. |  | 3328 | no | no | yes |  | WAO |  | WAO |  |  | AFC | no | PDF | CFIHOS-68000261 | STANDARD | FR14;FR74 | 2021-10-07 07:43 | 2021-10-07 07:43
IOGP S-719:2020 | S719-IR-27 | Maintenance manual | maintenance manual | A document or a set of documents outlining the description of methods of maintaining a specific piece of equipment. These shall provide information to allow the user or a third party to verify that the system can be maintained properly. | This may be one document , or a set of documents and may be combined in one overall document known as the DIOM (design, installation, operation and maintenance) manual. May also be known as the Technical File or Technical Manual. May be supplied in both P | equipment | technical information deliverables | 10.2, 12.5.1.5.4, 12.5.1.7, 12.5.2.3, 12.5.4.1, 12.5.4.2, 13.4.1, 13.4.2, 13.4.3.1, 13.4.3.3, 16.3.8, 16.4, 17.1.4.2, 17.1.4.3, 17.18, 17.2.2, 17.2.3, 17.2.4, 17.2.6, 17.3.1, 17.5.1, 17.5.2, 17.7.4, 17.8.1, 6.8.5, 8.5.5.3.2, 8.6.5, 9.2.6.2, 9.2.6.3 | NA | 4810 | no | no | yes |  | WAO |  | WAO |  |  | AFC | no | PDF | CFIHOS-68000262 | STANDARD | FR14;FR74 | 2021-10-07 07:43 | 2021-10-07 07:43
IOGP S-719:2020 | S719-IR-28 | Operating manual | operating manual | A document or a set of documents outlining the premise and intent for decisions that are to be followed regarding the operation of the water mist system, including but not limited to instructions, procedures, drawings, tables, etc. for the operation -stop | This may be one document , or a set of documents and may be combined in one overall document known as the DIOM (design, installation, operation and maintenance) manual. May also be known as the Technical File or Technical Manual. May be supplied in both P | equipment | technical information deliverables | 10.2, 12.5.2.3, 12.5.2.4.1, 12.5.2.4.2, 13.4.1, 13.4.2, 13.4.3.1, 13.4.3.3, 16.1.9.3.2, 16.1.9.3.3, 16.3.4, 16.3.5.1 , 16.3.5.3, 16.3.5.4.1, 16.3.5.7.1, 16.3.8, 16.4, 17.1.4.2, 17.1.4.3, 17.1.7.1, 17.1.7.2, 17.1.7.3, 17.1.7.4, 17.16, 17.18, 17.2.2, 17.2.3 | OA | 4811 | no | no | yes |  | WAO |  | WAO |  |  | AFC | no | PDF | CFIHOS-68000263 | STANDARD | FR14;FR74 | 2021-10-07 07:43 | 2021-10-07 07:43
IOGP S-719:2020 | S719-IR-29 | Design manual | design philosophy | A document or a set of documents outlining the premise and intent for decisions that are to be followed regarding a design. These shall provide information to allow the user or a third party to verify that the system has been designed properly. | This may be one document , or a set of documents and may be combined in one overall document known as the DIOM (design, installation, operation and maintenance) manual. May also be known as the Technical File or Technical Manual. May be supplied in both P | equipment | technical information deliverables | 10.1.2.1, 10.1.2.1.1, 10.1.2.2.1, 10.1.2.3, 10.1.2.4, 10.2, 10.3.1.9.1, 10.3.1.9.2, 10.3.2.3, 10.3.2.5.6, 10.3.2.8.1.4, 12.3.1, 12.3.2, 12.5.1.2, 12.5.1.4.1, 12.5.1.4.2, 12.5.1.6, 12.5.1.7, 12.5.2.1, 12.5.2.2, 12.5.2.3, 12.5.2.4.1, 12.5.2.4.2, 12.5.3.1, 1 |  | 5507 | no | no | yes |  | WAO |  | WAO |  |  | AFC | no | PDF | CFIHOS-68000264 | STANDARD | FR14;FR74 | 2021-10-07 07:43 | 2021-10-07 07:43
IOGP S-719:2020 | S719-IR-3 | Progress report | progress report | Report detailing activities completed in the period, percent complete against planned, activities planned for the next period, risks/areas of concern, cause of any delays and proposed recovery plans, concessions, internal and outsourced inspection and aud |  | equipment | contract management information deliverables |  | AA | 6944 | no | yes | yes | [5 empty] | WAO | AFD | no | PDF | CFIHOS-68000265 | STANDARD | FR14;FR74 | 2021-10-07 07:43 | 2021-10-07 07:43
IOGP S-719:2020 | S719-IR-30 | Hydraulic calculation | hydraulic calculation | Hydraulic calculations to indicate basis on which equipment is sized, including pipe friction losses/pressure drop, equipment elevations and terminal point static pressures. May also includes calculation for discharge duration and activation times. | This may be one document , or a set of documents and may be combined in one overall document known as the DIOM (design, installation, operation and maintenance) manual. May also be known as the Technical File. | equipment | technical information deliverables | NFPA750 : 10.1.2.1, 11.1.1, 11.1.2, 11.1.3, 11.1.4, 11.1.5, 11.2.1, 11.2.2, 11.2.3, 11.2.4, 11.3.1, 11.3.2, 11.3.3, 11.3.4, 11.3.5.1, 11.3.5.2, 11.3.6.1, 11.3.6.2, 11.3.6.3, 11.3.6.4.1, 11.3.6.4.2, 11.3.6.5, 11.4.1.1, 11.4.1.2, 11.4.1.3, 11.4.1.3.1, 11.4. | PX | 4603 | yes | no | yes |  | WAO |  | WAO |  |  | AFC | no | PDF | CFIHOS-68000266 | STANDARD | FR14;FR74 | 2021-10-07 07:43 | 2021-10-07 07:43
IOGP S-719:2020 | S719-IR-32 | Vendor technical data | manufacturer datasheet | Document providing information on technical data and characteristics about the primary components of the water mist system. This document provides structured data form containing tag number, suppliers part number/model, design information,operational dat | Most likely supplied in PDF and hardcopy | equipment | technical information deliverables | 12.5.1.2, 12.5.4.5, 17.10, 17.12, 17.13, 17.14, 17.16, 17.18, 6.7.2, 8.5.5.1, 8.8.5.2 | HX | 2111 | yes | yes | yes | [5 empty] | WAO | AFC | no | PDF | CFIHOS-68000267 | STANDARD | FR14;FR74 | 2021-10-07 07:43 | 2021-10-07 07:43
IOGP S-719:2020 | S719-IR-33 | Electrical wiring diagram | wiring diagram | Description:Diagram providing information on the circuitry of an object.Mandatory content of information:- Graphical symbols representing the objects;- Graphical symbols representing the connections among objects;- Reference designations;- Terminal |  | equipment | technical information deliverables | 12.6.2.2, 12.6.3, 12.6.8.2, 13.4.1, 13.4.2, 14.2.4.2.1, 14.2.4.2.10, 14.2.4.2.11, 14.2.4.2.12, 14.2.4.2.13, 14.2.4.2.2, 14.2.4.2.5, 14.2.4.2.8.1 , 14.2.4.2.8.2, 14.2.4.2.8.3, 14.2.5.2.2, 14.2.5.3, 14.2.5.4, 14.2.5.5, 14.2.5.6, 14.2.5.7, 16.1.7.3, 16.1.7.4 | EA | 8880 | no | no | no | [6 empty] | AFC | no | PDF | CFIHOS-68000268 | STANDARD | FR14;FR74 | 2021-10-07 07:43 | 2021-10-20 07:16
IOGP S-719:2020 | S719-IR-34 | Piping and instrumentation diagram | piping and instrumentation diagram | Description:The piping and instrument diagram (P&ID), based on the process flow diagram, represents the technical realization of a process by means of graphical symbols for equipment and piping together with graphical symbols or process measurement and c |  | equipment | technical information deliverables | IEC 61355, D00043 : 12.5.1.2, 12.5.2.3, 12.5.4.5, 12.5.5.1, 12.5.5.2, 12.6.2.1, 12.6.2.2, 12.6.6, 12.7, 13.1.3, 13.1.4, 13.1.5, 13.1.6, 13.4.1, 13.4.2, 16.1.10, 16.1.11, 16.1.12.2, 16.1.12.3, 16.1.12.4.1, 16.1.13.2, 16.1.7.4, 16.1.9.1, 16.1.9.2, 16.1.9.3. | PX | 2365 | no | no | no | [6 empty] | AFC | no | PDF | CFIHOS-68000269 | STANDARD | FR14;FR74 | 2021-10-07 07:43 | 2021-10-07 07:43
IOGP S-719:2020 | S719-IR-35 | Factory acceptance test (FAT) procedure | factory acceptance test (fat) procedure | The FAT procedure will be used to ensure a common understanding of performed testing and acceptance criteria. This document shall include all testing activities and their acceptance criteria according to applicable standards, specifications and requiremen | The water mist manufacturer will have their own FAT requirements, these requirements can be increased or decreased in collaboration between, the supplier and the customer, and where applicable the AHJ. | equipment | technical information deliverables | 12.4.5, 12.5.2.4.1, 12.5.2.4.2, 17.1.4.4, 17.17, 17.18, 6.2.2.6.1, 6.2.2.6.2, 6.2.2.7, 6.2.2.8.1, 6.2.2.8.2, 6.2.3, 6.9.1.6, 8.5.5.1, 8.5.5.4.2, 8.5.6.4, 8.5.6.6.1, 8.5.6.6.2, 8.5.6.7, 8.6.2, 8.8.1.7.1, 8.8.3.1.7, 8.8.3.2.5, 8.8.3.2.7 |  | 9001 | no | no | yes |  | WAO |  | WAO |  |  | AFD | no | PDF | CFIHOS-68000270 | STANDARD | FR14;FR74 | 2021-10-07 07:43 | 2021-10-07 07:43
IOGP S-719:2020 | S719-IR-36 | Lifting point calculations | lifting point calculations | Document should provide information about soundness of lifting point and its welding/bolting to prove the safety factor requested.Indicate the equations, constants and units used. |  | equipment | technical information deliverables | 17.7.9 |  | 9006 | no | no | yes |  | WAO |  | WAO |  |  | AFC | no | PDF | CFIHOS-68000271 | STANDARD | FR14;FR74 | 2021-10-07 07:43 | 2021-10-07 07:43
IOGP S-719:2020 | S719-IR-37 | Spare part list | spare part list | Table containing list items specifying the objects (parts, components, equipment, etc.) that are available or delivered as spare parts for later use. Mandatory content of information:- Item reference number;- Quantity;- Part number or global identifier |  | equipment | technical information deliverables | 12.4.1, 12.4.2, 17.18, 6.4.1.2.2, 6.6.7.3, 6.8.8.1, 6.8.8.2 | NA | 4354 | no | no | yes |  | WAT |  | WAT |  |  | AFD | no | PDF | CFIHOS-68000272 | STANDARD | FR14;FR74 | 2021-10-07 07:43 | 2021-10-20 07:16
IOGP S-719:2020 | S719-IR-38 | Production test certificate - nozzle | general certificate | A document certifying compliance with specified requirements. [e.g., certificates needed for re-certifying, occupancy certificate, product certificates]. May be combined with nozzle test procedure. | Test procedure and certificate may be in one combined document. | equipment | technical information deliverables | 13.4.6, 17.1.4.4, 17.19.1, 17.19.2, 17.19.3 | MX | 1580 |  | yes | yes | [5 empty] | WPTD | AFD | no | PDF | CFIHOS-68000273 | STANDARD | FR14;FR74 | 2021-10-07 07:43 | 2021-10-07 07:43
IOGP S-719:2020 | S719-IR-39 | Production test certificate - flexible hose | general certificate | A document certifying compliance with specified requirements. [e.g., certificates needed for re-certifying, occupancy certificate, product certificates]. May be combined with flexible hose test procedure. |  | equipment | technical information deliverables | Test procedure and certificate may be in one combined document. : 13.4.6, 17.1.4.4, 17.19.1, 17.19.2, 17.19.3, 6.3.4.4 | MX | 1580 | no | no | no | [6 empty] | AFD | no | PDF | CFIHOS-68000274 | STANDARD | FR14;FR74 | 2021-10-07 07:43 | 2021-10-07 07:43
IOGP S-719:2020 | S719-IR-4 | Quality plan | quality plan | Plan specifying the actions, responsibilities and associated resources to be applied by the [vendor], and when applicable [sub-vendors] or [manufacturers], to deliver the services or procured item(s) in conformance with the agreed requirements. ISO 9001 |  | equipment | contract management information deliverables | Contract Requirement |  | 5798 | no | no | no | [6 empty] | AFD | no | PDF | CFIHOS-68000275 | STANDARD | FR14;FR74 | 2021-10-07 07:43 | 2021-10-07 07:43
IOGP S-719:2020 | S719-IR-40 | Production test certificate - section valve | general certificate | A document certifying compliance with specified requirements. [e.g., certificates needed for re-certifying, occupancy certificate, product certificates]. May be combined with section valve test procedure. | Test procedure and certificate may be in one combined document. | equipment | technical information deliverables | 13.4.6, 17.1.4.4, 17.19.1, 17.19.2, 17.19.3 | MX | 1580 | no | no | no | [6 empty] | AFD | no | PDF | CFIHOS-68000276 | STANDARD | FR14;FR74 | 2021-10-07 07:43 | 2021-10-07 07:43
IOGP S-719:2020 | S719-IR-42 | Production test certificate - manifold | general certificate | A document certifying compliance with specified requirements. [e.g., certificates needed for re-certifying, occupancy certificate, product certificates]. May be combined with manifold test procedure. | Test procedure and certificate may be in one combined document. | equipment | technical information deliverables | 17.1.4.4, 17.19.1, 17.19.2, 17.19.3 | MX | 1580 | no | yes | yes | [5 empty] | WPTD | AFD | no | PDF | CFIHOS-68000277 | STANDARD | FR14;FR74 | 2021-10-07 07:43 | 2021-10-07 07:43
IOGP S-719:2020 | S719-IR-43 | Special tools list | special tools list | The Special Tools List shall identify all special tools necessary for handling, dismantling, maintenance etc. of equipment.Shall be part of the Spare part list Special Tools List shall include:• Identification - the tag number the special tool shall su |  | equipment | technical information deliverables | 17.18 |  |  | no | yes | yes | [5 empty] | WPTD | AFD | no | PDF | CFIHOS-68000278 | STANDARD | FR14;FR74 | 2021-10-07 07:43 | 2021-10-20 07:16
IOGP S-719:2020 | S719-IR-44 | Production test procedure - section valve | manufacturing qualification procedure | Definition of process followed to qualify a manufacturing and/or production processes including associated acceptance criteria and test methods to validate achievement of specified technical requirements. |  | equipment | technical information deliverables | 17.1.4.4 |  | 6180 | no | yes | yes | [5 empty] | WPTD | AFD | no | PDF | CFIHOS-68000279 | STANDARD | FR14;FR74 | 2021-10-07 07:43 | 2021-10-07 07:43
IOGP S-719:2020 | S719-IR-45 | Production test procedure - flexible hose | manufacturing qualification procedure | Definition of process followed to qualify a manufacturing and/or production processes including associated acceptance criteria and test methods to validate achievement of specified technical requirements. |  | equipment | technical information deliverables | 17.1.4.4, 6.3.4.4 |  | 6180 | no | no | no | [6 empty] | AFD | no | PDF | CFIHOS-68000280 | STANDARD | FR14;FR74 | 2021-10-07 07:43 | 2021-10-07 07:43
IOGP S-719:2020 | S719-IR-46 | Production test procedure - nozzle | manufacturing qualification procedure | Definition of process followed to qualify a manufacturing and/or production processes including associated acceptance criteria and test methods to validate achievement of specified technical requirements. |  | equipment | technical information deliverables | 17.1.4.4 |  | 6180 | no | yes | yes | [5 empty] | WPTD | AFD | no | PDF | CFIHOS-68000281 | STANDARD | FR14;FR74 | 2021-10-07 07:43 | 2021-10-07 07:43
IOGP S-719:2020 | S719-IR-47 | Production test procedure - manifold | manufacturing qualification procedure | Definition of process followed to qualify a manufacturing and/or production processes including associated acceptance criteria and test methods to validate achievement of specified technical requirements. |  | equipment | technical information deliverables | 17.1.4.4 |  | 6180 | no | yes | yes | [5 empty] | WPTD | AFD | no | PDF | CFIHOS-68000282 | STANDARD | FR14;FR74 | 2021-10-07 07:43 | 2021-10-07 07:43
IOGP S-719:2020 | S719-IR-49 | Commissioning / SAT records | completion certificate | Records demonstrating results of site tests including discrete functional unit and overall assembly, electrical, mechanical, protection relay and IEDs. |  | equipment | technical information deliverables | 13.4.6, 17.19.1, 17.19.2, 17.19.3, 6.10.1.2, 6.10.2.2, 6.10.2.3, 6.10.3.4, 6.10.3.6.1, 6.10.4.3.1, 6.10.4.3.2, 6.3.2.1, 6.3.2.2, 6.3.5.1, 6.3.5.3, 6.4.1.1, 6.4.1.2.1, 6.6.3, 6.6.6.2, 6.6.7.1, 6.6.7.2, 6.7.1.1, 6.7.1.2, 6.7.3.1, 6.7.3.2, 6.9.1.4, 6.9.2.2, |  | 1457 | no | no | yes |  | WAT |  | WAT |  |  | AFC | no | PDF | CFIHOS-68000283 | STANDARD | FR14;FR74 | 2021-10-07 07:43 | 2021-10-07 07:43
IOGP S-719:2020 | S719-IR-5 | Sub-vendor delivery schedule | sub-supplier list | Definition of processes, products or services that will be externally provided and the controls to be applied by the [vendor] to ensure conformance with agreed requirements. The schedule includes evidence of the basis of capability assessment , quality ma |  | equipment | contract management information deliverables | Contract Requirement |  |  | yes | no | no | [6 empty] | AFD | no | native | CFIHOS-68000284 | STANDARD | FR14;FR74 | 2021-10-07 07:43 | 2021-10-07 07:43
IOGP S-719:2020 | S719-IR-50 | Pneumatic test procedure | pressure test procedure | A procedure documenting specific steps to conduct inspection of an asset/object. Typically details boundaries of the test, isolations, method of pressurization, required hold intervals etc. |  | equipment | technical information deliverables | 14.2.3 : 14.2.3.1, 14.2.3.2 | MX | 6046 | no | no | yes |  | WAT |  | WAT |  |  | AFD | no | PDF | CFIHOS-68000285 | STANDARD | FR14;FR74 | 2021-10-07 07:43 | 2021-10-20 07:16
IOGP S-719:2020 | S719-IR-51 | Hydrostatic test procedure | pressure test procedure | A procedure documenting specific steps to conduct inspection of an asset/object. Typically details boundaries of the test, isolations, method of pressurization, required hold intervals etc. |  | equipment | technical information deliverables | 14.2.2 : 14.2.1.1.1, 14.2.1.1.2, 14.2.1.1.3, 14.2.1.2.1, 14.2.1.2.2, 14.2.1.2.3, 14.2.2.1.1, 14.2.2.1.2, 14.2.2.1.3, 14.2.2.1.4.1, 14.2.2.1.4.2, 14.2.2.2.1 , 14.2.2.2.2, 14.2.2.2.3, 14.2.2.2.4, 14.2.2.3.1, 14.2.2.3.2 | MX | 6046 | no | no | yes |  | WAT |  | WAT |  |  | AFC | no | PDF | CFIHOS-68000286 | STANDARD | FR14;FR74 | 2021-10-07 07:43 | 2021-10-20 07:16
IOGP S-719:2020 | S719-IR-52 | Pneumatic test records | pressure test report | Records demonstrating results of pneumatic test on site of nozzles/ distribution pipework. |  | equipment | technical information deliverables | 14.2.3 : 13.4.6, 17.19.1, 17.19.2, 17.19.3, 6.4.3.1 |  | 8611 | no | yes | yes | [5 empty] | WAT | AFD | no | PDF | CFIHOS-68000287 | STANDARD | FR14;FR74 | 2021-10-07 07:43 | 2021-10-07 07:43
IOGP S-719:2020 | S719-IR-53 | Hydrostatic test records | pressure test report | Records demonstrating results of pneumatic test on site of nozzles/ distribution pipework. |  | equipment | technical information deliverables | 14.2.2 : 13.4.6, 17.19.1, 17.19.2, 17.19.3, 6.4.3.1 |  | 8611 | no | yes | yes | [5 empty] | WAT | AFD | no | PDF | CFIHOS-68000288 | STANDARD | FR14;FR74 | 2021-10-07 07:43 | 2021-10-07 07:43
IOGP S-719:2020 | S719-IR-54 | Material declaration of conformity (2.1) | material declaration of conformity (2.1) | A document in which the supplier declares that the products supplied are in compliance with the requirements of the PO, without inclusion of any test results.NOTE: see ISO/IEC 17000, clause 5.5 and ISO 10474 / EN 10204. |  | equipment | technical information deliverables | ISO 10474 / EN 10204 : 6.3.1.1, 6.3.3.1, 6.3.3.2, 6.3.3.4, 6.3.4.4, 6.3.5.1, 6.3.5.2, 6.4.1.1, 6.4.2.1, 6.8.3, 8.5.5.1 | RA | 1455 | no | no | no | [6 empty] | AFD | no | PDF | CFIHOS-68000289 | STANDARD | FR14;FR74 | 2021-10-07 07:43 | 2021-10-07 07:43
IOGP S-719:2020 | S719-IR-55 | Logic diagram | logic diagram | A graphical representation of a system using formal logic. It displays the existence of functional elements and the paths by which they interact with each other. |  | equipment | technical information deliverables | required as per 13.4.5.2 : 12.5.2.4.1, 12.5.2.4.2, 12.5.3.2, 12.5.5.1, 12.5.5.2, 12.5.5.4, 12.6.3, 13.1.1, 13.1.2, 13.1.5, 13.4.1, 13.4.2, 13.4.5.2, 16.1.7.1, 16.1.7.2, 16.1.7.3, 16.3.3.1 , 16.3.3.2, 16.3.4, 16.3.5.1 , 16.3.5.3, 16.3.5.4.1, 16.3.5.7.1, 17 | IN | 4780 | no | no | no | [6 empty] | AFC | no | PDF | CFIHOS-68000290 | STANDARD | FR14;FR74 | 2021-10-07 07:43 | 2021-10-07 07:43
IOGP S-719:2020 | S719-IR-56 | Production test procedure - cylinders high pressure / water | manufacturing qualification procedure | Definition of process followed to qualify a manufacturing and/or production processes including associated acceptance criteria and test methods to validate achievement of specified technical requirements. | Test procedure and certificate may be in one combined document. | equipment | technical information deliverables | 17.1.4.4, 8.5.5.2 |  | 6180 | no | no | no | [6 empty] | AFD | no | PDF | CFIHOS-68000291 | STANDARD | FR14;FR74 | 2021-10-07 07:43 | 2021-10-07 07:43
IOGP S-719:2020 | S719-IR-57 | Production test certificate - cylinders high pressure / water | general certificate | A document certifying compliance with specified requirements. [e.g., certificates needed for re-certifying, occupancy certificate, product certificates]. May be combined with cylinder hose test procedure. |  | equipment | technical information deliverables | Test procedure and certificate may be in one combined document. : 13.4.6, 17.1.4.4, 17.19.1, 17.19.2, 17.19.3, 8.5.5.2 | MX | 1580 | no | yes | yes | [5 empty] | WPTD | AFD | no | PDF | CFIHOS-68000292 | STANDARD | FR14;FR74 | 2021-10-07 07:43 | 2021-10-07 07:43
IOGP S-719:2020 | S719-IR-59 | General arrangement drawing water supply | general arrangement diagram | A drawing showing overall dimensions, critical interface dimensions, part references and weight of assemblies, equipment and components. The drawing shallcontain reference to main specifications and standards. For equipment / components the drawing may i | May include bill of materials | equipment | technical information deliverables | 10.1.2.3, 10.1.2.4, 12.1.2, 12.1.3, 12.2, 12.3.2, 12.4.1, 12.4.2, 12.4.3, 12.4.4, 12.5.1.5.1, 12.5.1.5.2, 12.5.1.5.3, 12.5.1.5.4, 12.5.3.1, 12.5.3.2, 12.5.5.1, 12.5.5.2, 12.5.5.4, 12.5.5.5, 12.6.6, 12.7, 13.1.5, 13.1.6, 13.4.1, 13.4.2, 16.1.11, 16.1.12.2, | HX | 4018 | no | no | no | [6 empty] | AFC | no | PDF | CFIHOS-68000293 | STANDARD | FR14;FR74 | 2021-10-07 07:43 | 2021-10-07 07:43
IOGP S-719:2020 | S719-IR-6 | Inspection and test plan for complete package | inspection and test plan (itp) | Tabular presentation of a quality plan typically used for process or product applications to define the specific sequence of operational activities, instructions, acceptance criteria records and associated [vendor], [purchaser] and independent conformity |  | equipment | contract management information deliverables | Contract Requirement | QA | 5733 | no | no | no | [6 empty] | AFD | no | PDF | CFIHOS-68000294 | STANDARD | FR14;FR74 | 2021-10-07 07:43 | 2021-10-07 07:43
IOGP S-719:2020 | S719-IR-61 | Design calculation | design calculation | Document providing information about data, and basic conditions and assumptions used for selection of appropriate system solutions, parts or material, as well as the way these data have been processed and evaluatedMandatory content of information:â€“ Calc |  | equipment | technical information deliverables | 13.2.1, 13.3.1, 13.3.3, 13.3.4, 13.4.1, 13.4.2, 16.2.3, 17.18, 6.5.4.2 | HX | 1206 | no | no | no | [6 empty] | AFC | no | PDF | CFIHOS-68000295 | STANDARD | FR14;FR74 | 2021-10-07 07:43 | 2021-10-07 07:43
IOGP S-719:2020 | S719-IR-62 | Written sequence of operation | control philosophy | A document outlining the premise and intent to include a complete step-by-step description of the functioning of abort and maintenance switches, delay timers, and emergency power shutdown features. May also list instrument and control equipment, pre-alarm |  | equipment | technical information deliverables | as required in 13.4.5 : 13.4.5.1, 16.1.7.1, 16.1.7.2, 16.1.7.3, 16.3.3.1 , 16.3.3.2, 16.3.4, 16.3.5.1 , 16.3.5.3, 16.3.5.4.1, 16.3.5.7.1, 16.3.6.1, 17.1.7.1, 17.1.7.2, 17.1.7.3, 17.1.7.4, 17.18 | IN | 5306 | no | no | yes |  | WAO |  | WAO |  |  | AFD | no | PDF | CFIHOS-68000296 | STANDARD | FR14;FR74 | 2021-10-07 07:43 | 2021-10-07 07:43
IOGP S-719:2020 | S719-IR-63 | Surface preparation and coating procedure - FFS | painting and coating procedure | Verification of suppliers compliance with surface protection and coating requirements.This document provides a procedure for coating operator to ensure repeatability and formalism and hence prove the quality of the coating work. This document details the | Only applicable to exposed items (such as the FFS) components, such as pumps, motors and frames shall be the manufactures standard, unless over ruled by the project datasheet. | equipment | technical information deliverables | 17.11 | RA | 6068 | no | no | yes |  | WAO |  | WAO |  |  | AFD | no | PDF | CFIHOS-68000297 | STANDARD | FR14;FR74 | 2021-10-07 07:43 | 2021-10-07 07:43
IOGP S-719:2020 | S719-IR-64 | Welding procedure specification (WPS) - FFS | welding procedure specification | A specification that describes the welding procedure and process of a specific set of essential variables for construction of the FFS (Fire Fighting Skid) enclosure. This may be required on a case by case basis (project specific). | Not required for water mist standard (listed components) such as manifolds, pump unit frames etc. Only applicable to enclosures (FFS) | equipment | technical information deliverables | 6.4.2.10 | BA | 6065 | no | no | no | [6 empty] | AFD | no | PDF | CFIHOS-68000298 | STANDARD | FR14;FR74 | 2021-10-07 07:43 | 2021-10-07 07:43
IOGP S-719:2020 | S719-IR-65 | Coating certificate | painting and coating inspection records | This document is used for verification of compliance with surface protection and coating requirements. Document containing records of performed surface protection and coating work. This may be required on a case by case basis (project specific). | Only applicable to exposed items (such as the FFS) components, such as pumps, motors and frames shall be the manufactures standard, unless over ruled by the project datasheet. | equipment | technical information deliverables | 17.11 |  | 3880 | no | no | yes |  | WAT |  | WAT |  |  | AFD | no | PDF | CFIHOS-68000299 | STANDARD | FR14;FR74 | 2021-10-07 07:43 | 2021-10-07 07:43
IOGP S-719:2020 | S719-IR-66 | Weight report | weight report | Manufacturer certification of correct gross dry weight for the FFS (Fire Fighting skid) / FFN (fire fighting nozzles - includes nozzles/pipes and section valves). This typically should also document the centre of gravity. Source ISO 19901-5. |  | equipment | technical information deliverables | 17.7.9 | SA | 1448 | no | yes | yes | [5 empty] | WPTD | AFD | no | PDF | CFIHOS-68000300 | STANDARD | FR14;FR74 | 2021-10-07 07:43 | 2021-10-07 07:43
IOGP S-719:2020 | S719-IR-68 | Safety datasheet for liquids | safety datasheet | A structured form containing information on the safety, health and environmental protection aspects of the chemical, including protective measures and emergency actions.ISO 11014 Safety data sheet for chemical products. A structured form containing infor |  | equipment | technical information deliverables | 12.1.1, 14.2.2.1.3, 6.1.3.2, 7.6, A.3.3.2 | HS | 2107 | no | yes | yes | [5 empty] | WAO | AFD | no | PDF | CFIHOS-68000301 | STANDARD | FR14;FR74 | 2021-10-07 07:43 | 2021-10-07 07:43
IOGP S-719:2020 | S719-IR-69 | FAT records | factory acceptance test (fat) records | Records demonstrating results of factory tests including discrete functional unit and overall assembly, electrical, mechanical, and if applicable discharge tests. |  | equipment | technical information deliverables | 17.1.4.4, 17.19.1, 17.19.2, 17.19.3 |  | 9003 | no | yes | yes | [5 empty] | WAT | AFD | no | PDF | CFIHOS-68000302 | STANDARD | FR14;FR74 | 2021-10-07 07:43 | 2021-10-07 07:43
IOGP S-719:2020 | S719-IR-7 | Handling, shipping, storage and preservation procedure | handling, shipping and storage procedure | Definition of practices to be followed during the; storage, transport, lifting and preservation of the equipment and materials included in the scope of supply to maintain their functionality and guarantees.Procedures typically define:a. packaging requir |  | equipment | contract management information deliverables | Contract Requirement | SA | 6028 | no | no | yes |  | WPTD |  | WPTD |  |  | AFD | no | PDF | CFIHOS-68000303 | STANDARD | FR14;FR74 | 2021-10-07 07:43 | 2021-10-07 07:43
IOGP S-719:2020 | S719-IR-70 | Fire test protocol | fire test procedure | For fire scenario engineered solutions, fire test protocols shall be developed as per the normative reference prEN 14972-1:2018 (E) Annex A | To develop a system (solution) for an application where a water mist solution or international fire test protocol does not currently exist. The protocol is a collaboration between all relevant parties. | equipment | technical information deliverables | prEN 14972-1:2018 (E) Annex A : 17.2.3 |  |  | no | no | yes |  | WPTT |  | WPTT |  |  | AFD | no | PDF | CFIHOS-68000304 | STANDARD | FR14;FR74 | 2021-10-07 07:43 | 2021-10-07 07:43
IOGP S-719:2020 | S719-IR-71 | Training manual | training manual | System training, certificate of attendance and training manual | System training, certificate of attendance and training manual, generally carried out at the commissioning phase. | equipment | technical information deliverables | 17.18 |  | 1927 | no | yes | yes | [5 empty] | WPTD | AFD | no | hard copy | CFIHOS-68000305 | STANDARD | FR14;FR74 | 2021-10-07 07:43 | 2021-10-07 07:43
IOGP S-719:2020 | S719-IR-72 | Materials test report (2.2) | materials test report (2.2) | A document in which the supplier declares that the products supplied are in compliance with the requirements of the PO, and in which test results are supplied based on non-specific inspection and testingNOTE: see ISO/IEC 17000, clause 5.5 and ISO 10474 / |  | equipment | technical information deliverables | ISO 10474 / EN 10204 : 17.1.4.4 | RA | 1455 | no | yes | yes | [5 empty] | WAT | AFD | no | PDF | CFIHOS-68000306 | STANDARD | FR14;FR74 | 2021-10-07 07:43 | 2021-10-07 07:43
IOGP S-719:2020 | S719-IR-73 | Insert purchase order specific requirements | insert purchase order specific requirements | Insert Purchase Order Specific Requirements |  | equipment | purchase order specific information requirements |  |  |  |  | no | no | [6 empty] | AFD | no | PDF | CFIHOS-68000307 | STANDARD | FR14;FR74 | 2021-10-07 07:43 | 2021-10-07 07:43
IOGP S-719:2020 | S719-IR-74 | Foundation loading diagram | foundation loading diagram | A diagram detailing static and dynamic forces or movements acting on foundations or other load bearing supports, anchor bolt details, lengths and pre-tensioning. May include Civil Structural for loads imposed, and Civil Foundations for foundation design. |  | equipment | technical information deliverables | 17.7.9 | CS | 2332 | no | no | no | [6 empty] | AFD | no | PDF | CFIHOS-68000308 | STANDARD | FR14;FR74 | 2021-10-07 07:43 | 2021-10-20 07:16
IOGP S-719:2020 | S719-IR-75 | Name plate drawing | name plate drawing | A drawing that depicts layout information required either by the nominated standard or supplementary specification |  | equipment | technical information deliverables | 14.2.7, 17.17 |  |  | no | no | no | [6 empty] | AFC | no | PDF | CFIHOS-68000309 | STANDARD | FR14;FR74 | 2021-10-07 07:43 | 2021-10-07 07:43
IOGP S-719:2020 | S719-IR-77 | Non destructive test (NDT) procedure | non destructive test procedure | This document is a part of the Quality Assurance Plan, and herein the Quality Assurance work process and verification.This document provides a procedure for NDT operator to ensure repeatability and formalism and hence prove the quality of the NDT work. D |  | equipment | technical information deliverables |  | RA | 6038 | no | no | no | [6 empty] | AFD | no | PDF | CFIHOS-68000310 | STANDARD | FR14;FR74 | 2021-10-07 07:43 | 2021-10-07 07:43
IOGP S-719:2020 | S719-IR-78 | Lifting procedure | lifting procedure | The [suppliers] proposed and acceptable transportation, lifting requirements and handling methods. Drawings shall be provided indicating size of containers / packages, centre of gravity, number off weight, identification, and packing list of contents..No |  | equipment | technical information deliverables | 17.7.9 |  | 5736 | no | yes | yes | [5 empty] | WAO | AFD | no | PDF | CFIHOS-68000311 | STANDARD | FR14;FR74 | 2021-10-07 07:43 | 2021-10-07 07:43
IOGP S-719:2020 | S719-IR-79 | Technical file / technical manual | design review report | A set of documents for fire scenario engineered solutions, the Technical File / Technical Manual shall give evidence that the system has been designed and tested in accordance with internationally recognized standards and protocols pertinent to the risk t | May be supplied in both PDF and hard copy format. | equipment | technical information deliverables | 13.4.7 |  | 7403 | no | yes | yes | [5 empty] | WAO | AFD | no | PDF | CFIHOS-68000312 | STANDARD | FR14;FR74 | 2021-10-07 07:43 | 2021-10-07 07:43
IOGP S-719:2020 | S719-IR-8 | Non-conformance records | nonconformance history | Details of non-conformances raised by or to the [vendor/sub-vendors] against technical requirements prior to or during the delivery of the products or services. Non-conformance is managed by the [vendor] in accordance with ISO 9001 Clause 8.7 and associat |  | equipment | contract management information deliverables | Contract Requirement | QA | 6918 | no | yes | yes | [5 empty] | WAO | AFC | no | PDF | CFIHOS-68000313 | STANDARD | FR14;FR74 | 2021-10-07 07:43 | 2021-10-07 07:43
IOGP S-719:2020 | S719-IR-80 | Fluid schedule | fluid schedule | The Fluid schedule shall identify all fluid and liquid used within the equipment.May include for example:(1) corrosion inhibitors(2) fire fighting additives, including foams(3) anti freezing additive(4) greasing or lubrications. |  | equipment | technical information deliverables | 11.2.1, 6.2.2.6.1, 6.7.2, 7.5, 8.8.4.4, A.7.5 |  |  | no | yes | yes | [5 empty] | WAO | AFD | no | PDF | CFIHOS-68000314 | STANDARD | FR14;FR74 | 2021-10-07 07:43 | 2021-10-07 07:43
IOGP S-719:2020 | S719-IR-83 | Welder qualification certificate | welder qualification certificate | Certification demonstrating that a welder is qualified to perform work to welding procedure specification(s). | Welder Qualification Certificate is required when welding is required above the manufacturer's standard, when JIP33 Supplementary Specification for welding (S-705) is required. | equipment | technical information deliverables |  | RA | 1456 | no | no | no | [6 empty] | AFD | no | PDF | CFIHOS-68000315 | STANDARD | FR14;FR74 | 2021-10-07 07:43 | 2021-10-07 07:43
IOGP S-719:2020 | S719-IR-9 | Concession requests | concession request | Formal submission seeking [purchaser] agreement to accept deviations from the contracted scope or technical requirements. Requests may be raised as a result of, as examples, material or service availability, obsolescence, innovation, non-conformance.Requ |  | equipment | contract management information deliverables | Contract Requirement | HX | 7205 | no | no | yes |  | WAO |  | WAO |  |  | AFC | no | PDF | CFIHOS-68000316 | STANDARD | FR14;FR74 | 2021-10-07 07:43 | 2021-10-07 07:43
IOGP S-560:2016 | S560-IR-100 | IED INTERROGATION AND PROGRAMMING SOFTWARE | software configuration file |  |  | equipment | technical information deliverables | S-560, Clause 8.6.2.3 |  |  |  | no | no | [6 empty] | AFD | yes |  | CFIHOS-68000317 | STANDARD | FR14;FR74 | 2021-10-07 07:43 | 2021-10-07 07:43

## src stnd doc and data req cond
source standard code | source standard document and data requirement number | application condition code | application condition value | source standard document and data requirement inclusion indicator | CFIHOS unique id | status | change request number | created date | modified date | terminated date
IOGP S-562:2019 | API 6D #04 | required for QSL 2, 3 & 4. | required for QSL 2, 3 & 4. | yes | CFIHOS-68000320 | STANDARD | FR14;FR74 | 2021-10-07 07:43 | 2021-10-15 17:02
IOGP S-562:2019 | API 6D #05 | required for QSL 2, 3 & 4. | required for QSL 2, 3 & 4. | yes | CFIHOS-68000321 | STANDARD | FR14;FR74 | 2021-10-07 07:43 | 2021-10-15 17:02
IOGP S-562:2019 | API 6D #06 | required for QSL 2, 3 & 4. | required for QSL 2, 3 & 4. | yes | CFIHOS-68000322 | STANDARD | FR14;FR74 | 2021-10-07 07:43 | 2021-10-15 17:02
IOGP S-562:2019 | API 6D #07 | required for QSL 2, 3 & 4. | required for QSL 2, 3 & 4. | yes | CFIHOS-68000323 | STANDARD | FR14;FR74 | 2021-10-07 07:43 | 2021-10-15 17:02
IOGP S-562:2019 | MD#01 | required for QSL 2, 3 & 4. | required for QSL 2, 3 & 4. | yes | CFIHOS-68000324 | STANDARD | FR14;FR74 | 2021-10-07 07:43 | 2021-10-15 17:02
IOGP S-562:2019 | MD#02 | required for QSL 2, 3 & 4. | required for QSL 2, 3 & 4. | yes | CFIHOS-68000325 | STANDARD | FR14;FR74 | 2021-10-07 07:43 | 2021-10-15 17:02
IOGP S-562:2019 | MD#03 | required for QSL 2, 3 & 4. | required for QSL 2, 3 & 4. | yes | CFIHOS-68000326 | STANDARD | FR14;FR74 | 2021-10-07 07:43 | 2021-10-15 17:02
IOGP S-562:2019 | MD#04 | required for CAS level A & B. | required for CAS level A & B. | yes | CFIHOS-68000327 | STANDARD | FR14;FR74 | 2021-10-07 07:43 | 2021-10-15 17:02
IOGP S-562:2019 | MD#06 | required for pressure-containing & controlling parts | required for pressure-containing & controlling parts | yes | CFIHOS-68000328 | STANDARD | FR14;FR74 | 2021-10-07 07:43 | 2021-10-15 17:02
IOGP S-562:2019 | MD#07 | required for CAS level A, B & C. | required for CAS level A, B & C. | yes | CFIHOS-68000329 | STANDARD | FR14;FR74 | 2021-10-07 07:43 | 2021-10-15 17:02
IOGP S-562:2019 | MD#08 | required for QSL 2, 3 & 4. | required for QSL 2, 3 & 4. | yes | CFIHOS-68000330 | STANDARD | FR14;FR74 | 2021-10-07 07:43 | 2021-10-15 17:02
IOGP S-562:2019 | S-562#03 | required for QSL 3 & 4. | required for QSL 3 & 4. | yes | CFIHOS-68000331 | STANDARD | FR14;FR74 | 2021-10-07 07:43 | 2021-10-15 17:02
IOGP S-562:2019 | S-562#04 | required for QSL 2, 3 & 4. | required for QSL 2, 3 & 4. | yes | CFIHOS-68000332 | STANDARD | FR14;FR74 | 2021-10-07 07:43 | 2021-10-15 17:02
IOGP S-562:2019 | S-562#05 | required for QSL 3 & 4. | required for QSL 3 & 4. | yes | CFIHOS-68000333 | STANDARD | FR14;FR74 | 2021-10-07 07:43 | 2021-10-15 17:02
IOGP S-562:2019 | S-562#06 | required for QSL 3 & 4. | required for QSL 3 & 4. | yes | CFIHOS-68000334 | STANDARD | FR14;FR74 | 2021-10-07 07:43 | 2021-10-15 17:02
IOGP S-562:2019 | S-562#07 | required for QSL 3 & 4. | required for QSL 3 & 4. | yes | CFIHOS-68000335 | STANDARD | FR14;FR74 | 2021-10-07 07:43 | 2021-10-15 17:02
IOGP S-562:2019 | S-562#08 | required for QSL 2, 3 & 4. | required for QSL 2, 3 & 4. | yes | CFIHOS-68000336 | STANDARD | FR14;FR74 | 2021-10-07 07:43 | 2021-10-15 17:02
IOGP S-562:2019 | S-562#11 | required for QSL 3 & 4. | required for QSL 3 & 4. | yes | CFIHOS-68000337 | STANDARD | FR14;FR74 | 2021-10-07 07:43 | 2021-10-15 17:02
IOGP S-562:2019 | S-562#12 | required for QSL 3 & 4. | required for QSL 3 & 4. | yes | CFIHOS-68000338 | STANDARD | FR14;FR74 | 2021-10-07 07:43 | 2021-10-15 17:02
IOGP S-562:2019 | S-562#13 | required for QSL 3 & 4. | required for QSL 3 & 4. | yes | CFIHOS-68000339 | STANDARD | FR14;FR74 | 2021-10-07 07:43 | 2021-10-15 17:02
IOGP S-562:2019 | S-562#14 | required for sour service | required for sour service | yes | CFIHOS-68000340 | STANDARD | FR14;FR74 | 2021-10-07 07:43 | 2021-10-15 17:02
IOGP S-562:2019 | S-562#15 | required for sour service | required for sour service | yes | CFIHOS-68000341 | STANDARD | FR14;FR74 | 2021-10-07 07:43 | 2021-10-15 17:02
IOGP S-562:2019 | S-562#16 | required for sour service | required for sour service | yes | CFIHOS-68000342 | STANDARD | FR14;FR74 | 2021-10-07 07:43 | 2021-10-15 17:02
IOGP S-562:2019 | S-562#20 | required for QSL 2, 3 & 4. | required for QSL 2, 3 & 4. | yes | CFIHOS-68000343 | STANDARD | FR14;FR74 | 2021-10-07 07:43 | 2021-10-15 17:02
IOGP S-562:2019 | S-562#21 | required for QSL 2, 3 & 4. | required for QSL 2, 3 & 4. | yes | CFIHOS-68000344 | STANDARD | FR14;FR74 | 2021-10-07 07:43 | 2021-10-15 17:02
IOGP S-562:2019 | S-562#22 | required for QSL 2, 3 & 4. | required for QSL 2, 3 & 4. | yes | CFIHOS-68000345 | STANDARD | FR14;FR74 | 2021-10-07 07:43 | 2021-10-15 17:02
IOGP S-562:2019 | S-562#26 | required for sour service | required for sour service | yes | CFIHOS-68000346 | STANDARD | FR14;FR74 | 2021-10-07 07:43 | 2021-10-15 17:02
IOGP S-562:2019 | S-562#27 | required for QSL 4. | required for QSL 4. | yes | CFIHOS-68000347 | STANDARD | FR14;FR74 | 2021-10-07 07:43 | 2021-10-15 17:02
IOGP S-620:2018 | IEC62271-1#05 | if lifting equipment included in scope | if lifting equipment included in scope | yes | CFIHOS-68000348 | STANDARD | FR14;FR74 | 2021-10-07 07:43 | 2021-10-15 17:02
IOGP S-620:2018 | MD#04 | required for CAS level A & B. | required for CAS level A & B. | yes | CFIHOS-68000349 | STANDARD | FR14;FR74 | 2021-10-07 07:43 | 2021-10-15 17:02
IOGP S-620:2018 | MD#05 | not relevant for HVSG | not relevant for HVSG | yes | CFIHOS-68000350 | STANDARD | FR14;FR74 | 2021-10-07 07:43 | 2021-10-15 17:02
IOGP S-620:2018 | MD#09 | required for CAS level A & B. | required for CAS level A & B. | yes | CFIHOS-68000351 | STANDARD | FR14;FR74 | 2021-10-07 07:43 | 2021-10-15 17:02
IOGP S-620:2018 | S-620#07 | where IEDs included in scope | where IEDs included in scope | yes | CFIHOS-68000352 | STANDARD | FR14;FR74 | 2021-10-07 07:43 | 2021-10-15 17:02
IOGP S-620:2018 | S-620#12 | where SIL performance requirements are included in scope | where SIL performance requirements are included in scope | yes | CFIHOS-68000353 | STANDARD | FR14;FR74 | 2021-10-07 07:43 | 2021-10-15 17:02
IOGP S-620:2018 | S-620#13 | where IEDs included in scope | where IEDs included in scope | yes | CFIHOS-68000354 | STANDARD | FR14;FR74 | 2021-10-07 07:43 | 2021-10-15 17:02
IOGP S-620:2018 | S-620#14 | where IEDs included in scope | where IEDs included in scope | yes | CFIHOS-68000355 | STANDARD | FR14;FR74 | 2021-10-07 07:43 | 2021-10-15 17:02
IOGP S-620:2018 | S-620#15 | where IEDs included in scope with IEC 61850 interface to remote systems | where IEDs included in scope with IEC 61850 interface to remote systems | yes | CFIHOS-68000356 | STANDARD | FR14;FR74 | 2021-10-07 07:43 | 2021-10-15 17:02
IOGP S-620:2018 | S-620#18 | if ECMS simulation included in scope | if ECMS simulation included in scope | yes | CFIHOS-68000357 | STANDARD | FR14;FR74 | 2021-10-07 07:43 | 2021-10-15 17:02
IOGP S-620:2018 | S-620#19 | where IEDs included in scope | where IEDs included in scope | yes | CFIHOS-68000358 | STANDARD | FR14;FR74 | 2021-10-07 07:43 | 2021-10-15 17:02
IOGP S-620:2018 | S-620#21 | where class or regional certification is included in scope | where class or regional certification is included in scope | yes | CFIHOS-68000359 | STANDARD | FR14;FR74 | 2021-10-07 07:43 | 2021-10-15 17:02
IOGP S-620:2018 | S-620#22 | if SAT included in scope | if SAT included in scope | yes | CFIHOS-68000360 | STANDARD | FR14;FR74 | 2021-10-07 07:43 | 2021-10-15 17:02
IOGP S-620:2018 | S-620#23 | if SAT included in scope | if SAT included in scope | yes | CFIHOS-68000361 | STANDARD | FR14;FR74 | 2021-10-07 07:43 | 2021-10-15 17:02
IOGP S-620:2018 | S-620#M01 | where IEDs are included in scope | where IEDs are included in scope | yes | CFIHOS-68000362 | STANDARD | FR14;FR74 | 2021-10-07 07:43 | 2021-10-15 17:02
IOGP S-703:2020 | S703-IR-20 | to be provided motors for single-speed use with a rated power output ≥100 kW. | to be provided motors for single-speed use with a rated power output ≥100 kW. | yes | CFIHOS-68000363 | STANDARD | FR14;FR74 | 2021-10-07 07:43 | 2021-10-15 17:02
IOGP S-703:2020 | S703-IR-22 | where purchaser cable terminations are required in addition to that of the line conductors. | where purchaser cable terminations are required in addition to that of the line conductors. | yes | CFIHOS-68000364 | STANDARD | FR14;FR74 | 2021-10-07 07:43 | 2021-10-15 17:02
IOGP S-703:2020 | S703-IR-24 | required for CAS level A, B & C. | required for CAS level A, B & C. | yes | CFIHOS-68000365 | STANDARD | FR14;FR74 | 2021-10-07 07:43 | 2021-10-15 17:02
IOGP S-703:2020 | S703-IR-29 | required for CAS level A & B. | required for CAS level A & B. | yes | CFIHOS-68000366 | STANDARD | FR14;FR74 | 2021-10-07 07:43 | 2021-10-15 17:02
IOGP S-703:2020 | S703-IR-33 | additional test specified by purchaser in the data sheet | additional test specified by purchaser in the data sheet | yes | CFIHOS-68000367 | STANDARD | FR14;FR74 | 2021-10-07 07:43 | 2021-10-15 17:02
IOGP S-703:2020 | S703-IR-37 | provided only if specified by the purchaser in the data sheet | provided only if specified by the purchaser in the data sheet | yes | CFIHOS-68000368 | STANDARD | FR14;FR74 | 2021-10-07 07:43 | 2021-10-15 17:02
IOGP S-703:2020 | S703-IR-39 | provided only if specified by the purchaser in the data sheet | provided only if specified by the purchaser in the data sheet | yes | CFIHOS-68000369 | STANDARD | FR14;FR74 | 2021-10-07 07:43 | 2021-10-15 17:02
IOGP S-703:2020 | S703-IR-4 | required for CAS level A & B. | required for CAS level A & B. | yes | CFIHOS-68000370 | STANDARD | FR14;FR74 | 2021-10-07 07:43 | 2021-10-15 17:02
IOGP S-703:2020 | S703-IR-40 | where purchaser confirms the motor is converter-fed. | where purchaser confirms the motor is converter-fed. | yes | CFIHOS-68000371 | STANDARD | FR14;FR74 | 2021-10-07 07:43 | 2021-10-15 17:02
IOGP S-703:2020 | S703-IR-41 | data for protection setting/power modelling requested in the datasheet | data for protection setting/power modelling requested in the datasheet | yes | CFIHOS-68000372 | STANDARD | FR14;FR74 | 2021-10-07 07:43 | 2021-10-15 17:02
IOGP S-703:2020 | S703-IR-42 | converter-fed motor with a frame size greater than 315 | converter-fed motor with a frame size greater than 315 | yes | CFIHOS-68000373 | STANDARD | FR14;FR74 | 2021-10-07 07:43 | 2021-10-15 17:02
IOGP S-703:2020 | S703-IR-6 | required for CAS level A & B. | required for CAS level A & B. | yes | CFIHOS-68000374 | STANDARD | FR14;FR74 | 2021-10-07 07:43 | 2021-10-15 17:02
IOGP S-719:2020 | S719-IR-19 | preliminary dimensions and layouts required | preliminary dimensions and layouts required | yes | CFIHOS-68000375 | STANDARD | FR14;FR74 | 2021-10-07 07:43 | 2021-10-15 17:02
IOGP S-719:2020 | S719-IR-22 | for preliminary check of dimension and layout (useful for layout study by plant layout engineer) | for preliminary check of dimension and layout (useful for layout study by plant layout engineer) | yes | CFIHOS-68000376 | STANDARD | FR14;FR74 | 2021-10-07 07:43 | 2021-10-15 17:02
IOGP S-719:2020 | S719-IR-38 | required for CAS level A & B. | required for CAS level A & B. | yes | CFIHOS-68000377 | STANDARD | FR14;FR74 | 2021-10-07 07:43 | 2021-10-15 17:02
IOGP S-719:2020 | S719-IR-39 | required for CAS level A only. | required for CAS level A only. | yes | CFIHOS-68000378 | STANDARD | FR14;FR74 | 2021-10-07 07:43 | 2021-10-15 17:02
IOGP S-719:2020 | S719-IR-4 | required for CAS level A, B & C. | required for CAS level A, B & C. | yes | CFIHOS-68000379 | STANDARD | FR14;FR74 | 2021-10-07 07:43 | 2021-10-15 17:02
IOGP S-719:2020 | S719-IR-40 | required for CAS level A only. | required for CAS level A only. | yes | CFIHOS-68000380 | STANDARD | FR14;FR74 | 2021-10-07 07:43 | 2021-10-15 17:02
IOGP S-719:2020 | S719-IR-44 | required for CAS level A & B. | required for CAS level A & B. | yes | CFIHOS-68000381 | STANDARD | FR14;FR74 | 2021-10-07 07:43 | 2021-10-15 17:02
IOGP S-719:2020 | S719-IR-45 | required for CAS level A & B. | required for CAS level A & B. | yes | CFIHOS-68000382 | STANDARD | FR14;FR74 | 2021-10-07 07:43 | 2021-10-15 17:02
IOGP S-719:2020 | S719-IR-46 | required for CAS level A & B. | required for CAS level A & B. | yes | CFIHOS-68000383 | STANDARD | FR14;FR74 | 2021-10-07 07:43 | 2021-10-15 17:02
IOGP S-719:2020 | S719-IR-47 | required for CAS level A & B. | required for CAS level A & B. | yes | CFIHOS-68000384 | STANDARD | FR14;FR74 | 2021-10-07 07:43 | 2021-10-15 17:02
IOGP S-719:2020 | S719-IR-5 | required for CAS level A & B. | required for CAS level A & B. | yes | CFIHOS-68000385 | STANDARD | FR14;FR74 | 2021-10-07 07:43 | 2021-10-15 17:02
IOGP S-719:2020 | S719-IR-52 | include in MRB (Manufacturing Record Book) | include in MRB (Manufacturing Record Book) | yes | CFIHOS-68000386 | STANDARD | FR14;FR74 | 2021-10-07 07:43 | 2021-10-15 17:02
IOGP S-719:2020 | S719-IR-53 | include in MRB (Manufacturing Record Book) | include in MRB (Manufacturing Record Book) | yes | CFIHOS-68000387 | STANDARD | FR14;FR74 | 2021-10-07 07:43 | 2021-10-15 17:02
IOGP S-719:2020 | S719-IR-54 | required for CAS level A & B. | required for CAS level A & B. | yes | CFIHOS-68000388 | STANDARD | FR14;FR74 | 2021-10-07 07:43 | 2021-10-15 17:02
IOGP S-719:2020 | S719-IR-56 | not required if pump system, for CAS level A & B. | not required if pump system, for CAS level A & B. | yes | CFIHOS-68000389 | STANDARD | FR14;FR74 | 2021-10-07 07:43 | 2021-10-15 17:02
IOGP S-719:2020 | S719-IR-57 | required for CAS level A only. | required for CAS level A only. | yes | CFIHOS-68000390 | STANDARD | FR14;FR74 | 2021-10-07 07:43 | 2021-10-15 17:02
IOGP S-719:2020 | S719-IR-59 | preliminary dimensions and layouts required | preliminary dimensions and layouts required | yes | CFIHOS-68000391 | STANDARD | FR14;FR74 | 2021-10-07 07:43 | 2021-10-15 17:02
IOGP S-719:2020 | S719-IR-6 | required for CAS level A, B & C. | required for CAS level A, B & C. | yes | CFIHOS-68000392 | STANDARD | FR14;FR74 | 2021-10-07 07:43 | 2021-10-15 17:02
IOGP S-719:2020 | S719-IR-61 | needed for design review prior purchase order | needed for design review prior purchase order | yes | CFIHOS-68000393 | STANDARD | FR14;FR74 | 2021-10-07 07:43 | 2021-10-15 17:02
IOGP S-719:2020 | S719-IR-63 | enclosures for offshore/marine | enclosures for offshore/marine | yes | CFIHOS-68000394 | STANDARD | FR14;FR74 | 2021-10-07 07:43 | 2021-10-15 17:02
IOGP S-719:2020 | S719-IR-64 | required for CAS level A, B & C. | required for CAS level A, B & C. | yes | CFIHOS-68000395 | STANDARD | FR14;FR74 | 2021-10-07 07:43 | 2021-10-15 17:02
IOGP S-719:2020 | S719-IR-65 | FFS enclosures for offshore/marine, and include in MRB (Manufacturing Record Book) | FFS enclosures for offshore/marine, and include in MRB (Manufacturing Record Book) | yes | CFIHOS-68000396 | STANDARD | FR14;FR74 | 2021-10-07 07:43 | 2021-10-15 17:02
IOGP S-719:2020 | S719-IR-70 | for fire scenario engineered systems only | for fire scenario engineered systems only | yes | CFIHOS-68000397 | STANDARD | FR14;FR74 | 2021-10-07 07:43 | 2021-10-15 17:02
IOGP S-719:2020 | S719-IR-72 | include in MRB (Manufacturing Record Book) | include in MRB (Manufacturing Record Book) | yes | CFIHOS-68000398 | STANDARD | FR14;FR74 | 2021-10-07 07:43 | 2021-10-15 17:02
IOGP S-719:2020 | S719-IR-79 | fire engineered solution. | fire engineered solution. | yes | CFIHOS-68000399 | STANDARD | FR14;FR74 | 2021-10-07 07:43 | 2021-10-15 17:02
IOGP S-719:2020 | S719-IR-9 | approval before purchase order issue | approval before purchase order issue | yes | CFIHOS-68000400 | STANDARD | FR14;FR74 | 2021-10-07 07:43 | 2021-10-15 17:02
IOGP S-562:2019 | API 6D #01 | required for QSL 4. | required for QSL 4. | yes | CFIHOS-68000401 | STANDARD | FR14;FR74 | 2021-10-07 07:43 | 2021-10-15 17:02
IOGP S-562:2019 | API 6D #02 | required for QSL 3 & 4. | required for QSL 3 & 4. | yes | CFIHOS-68000402 | STANDARD | FR14;FR74 | 2021-10-07 07:43 | 2021-10-15 17:02
IOGP S-562:2019 | API 6D #03 | required for QSL 2, 3 & 4. | required for QSL 2, 3 & 4. | yes | CFIHOS-68000403 | STANDARD | FR14;FR74 | 2021-10-07 07:43 | 2021-10-15 17:02

## source standard
source standard code | source standard description | source standard still to be completed indicator | CFIHOS unique id | change request number | status | created date | modified date | terminated date
ANSI/ISA-75.05.01-2019 | Control Valve Terminology | no | CFIHOS-90000001 | FR37;FR74 | STANDARD | 2021-10-07 07:34 | 2021-10-07 07:34
ANSI/ISA-84.00.01-2004 Part 1 | Functional Safety: Safety Instrumented Systems For The Process Industry Sector - Part 1: Framework, Defintions, System, Hardware And Software Requirements | no | CFIHOS-90000002 | FR37;FR74 | STANDARD | 2021-10-07 07:34 | 2021-10-07 07:34
API Spec 17D:2011 | Design and Operation of Subsea Production Systems—Subsea Wellhead and Tree Equipment | yes | CFIHOS-90000003 | FR37;FR74 | STANDARD | 2021-10-07 07:34 | 2021-10-07 07:34
API Spec 17J:2014 | Specification for Unbonded Flexible Pipe | no | CFIHOS-90000004 | FR37;FR74 | STANDARD | 2021-10-07 07:34 | 2021-10-07 07:34
API Spec 17K:2017 | Specification for Bonded Flexible Pipe | no | CFIHOS-90000005 | FR37;FR74 | STANDARD | 2021-10-07 07:34 | 2021-10-07 07:34
API Spec 2C:2020 | Offshore Pedestal-Mounted Cranes | yes | CFIHOS-90000006 | FR37;FR74 | STANDARD | 2021-10-07 07:34 | 2021-10-07 07:34
API Spec 5L:2018 | Line Pipe | yes | CFIHOS-90000007 | FR37;FR74 | STANDARD | 2021-10-07 07:34 | 2021-10-07 07:34
API Spec 6D:2014 | Specification for Pipeline and Piping Valves | no | CFIHOS-90000008 | FR37;FR74 | STANDARD | 2021-10-07 07:34 | 2021-10-07 07:34
API Std 17F:2017 | Standard for Subsea Production Control Systems | no | CFIHOS-90000009 | FR37;FR74 | STANDARD | 2021-10-07 07:34 | 2021-10-07 07:34
API Std 526:2017 | Flanged Steel Pressure-Relief Valves | no | CFIHOS-90000010 | FR37;FR74 | STANDARD | 2021-10-07 07:34 | 2021-10-07 07:34
API Std 546:2008 | Brushless Synchronous Machines—500 kVA and Larger | no | CFIHOS-90000011 | FR37;FR74 | STANDARD | 2021-10-07 07:34 | 2021-10-07 07:34
API Std 600:2015 | Steel Gate Valves—Flanged and Butt-Welding Ends, Bolted Bonnets | yes | CFIHOS-90000012 | FR37;FR74 | STANDARD | 2021-10-07 07:34 | 2021-10-07 07:34
API Std 603:2018 | Corrosion-Resistant, Bolted Bonnet Gate Valves—Flanged and Butt-Welding Ends | yes | CFIHOS-90000013 | FR37;FR74 | STANDARD | 2021-10-07 07:34 | 2021-10-07 07:34
API Std 609:2016 | Butterfly Valves: Double-Flanged, Lug- and Wafer-Type | no | CFIHOS-90000014 | FR37;FR74 | STANDARD | 2021-10-07 07:34 | 2021-10-07 07:34
API Std 610:2010 | Centrifugal Pumps for Petroleum, Petrochemical and Natural Gas Industries | no | CFIHOS-90000015 | FR37;FR74 | STANDARD | 2021-10-07 07:34 | 2021-10-07 07:34
API Std 611:2008 | General Purpose Steam Turbines for Petroleum, Chemical, and Gas Industry Services | yes | CFIHOS-90000016 | FR37;FR74 | STANDARD | 2021-10-07 07:34 | 2021-10-07 07:34
API Std 612:2014 | Petroleum Petrochemical, and Natural Gas Industries—Steam Turbines—Special-Purpose Applications | yes | CFIHOS-90000017 | FR37;FR74 | STANDARD | 2021-10-07 07:34 | 2021-10-07 07:34
API Std 613:2007 | Special Purpose Gear Units for Petroleum, Chemical and Gas Industry Services | yes | CFIHOS-90000018 | FR37;FR74 | STANDARD | 2021-10-07 07:34 | 2021-10-07 07:34
API Std 616:2011 | Gas Turbines for the Petroleum, Chemical, and Gas Industry Services | yes | CFIHOS-90000019 | FR37;FR74 | STANDARD | 2021-10-07 07:34 | 2021-10-07 07:34
API Std 617-1:2010 | Axial and Centrifugal Compressors and Expander-Compressors - Part 1 | yes | CFIHOS-90000020 | FR37;FR74 | STANDARD | 2021-10-07 07:34 | 2021-10-07 07:34
API Std 617-2:2010 | Axial and Centrifugal Compressors and Expander-Compressors - Part 2 | yes | CFIHOS-90000021 | FR37;FR74 | STANDARD | 2021-10-07 07:34 | 2021-10-07 07:34
API Std 617:2014 | Axial and Centrifugal Compressors and Expander-Compressors | no | CFIHOS-90000022 | FR37;FR74 | STANDARD | 2021-10-07 07:34 | 2021-10-07 07:34
API Std 618:2007 | Reciprocating Compressors for Petroleum, Chemical and Gas Industry Services | yes | CFIHOS-90000023 | FR37;FR74 | STANDARD | 2021-10-07 07:34 | 2021-10-07 07:34
API Std 619:2010 | Rotary-Type Positive Displacement Compressors for Petroleum, Petrochemical and Natural Gas Industries | yes | CFIHOS-90000024 | FR37;FR74 | STANDARD | 2021-10-07 07:34 | 2021-10-07 07:34
API Std 650:2012 | Welded Tanks for Oil Storage | yes | CFIHOS-90000025 | FR37;FR74 | STANDARD | 2021-10-07 07:34 | 2021-10-07 07:34
API Std 660:2015 | Shell-and-Tube Heat Exchangers | yes | CFIHOS-90000026 | FR37;FR74 | STANDARD | 2021-10-07 07:34 | 2021-10-07 07:34
API Std 670:2014 | Machinery Protection Systems | yes | CFIHOS-90000027 | FR37;FR74 | STANDARD | 2021-10-07 07:34 | 2021-10-07 07:34
API Std 672:2004 | Packaged, Integrally Geared Centrifugal Air Compressors for Petroleum, Chemical, and Gas Industry Services | yes | CFIHOS-90000028 | FR37;FR74 | STANDARD | 2021-10-07 07:34 | 2021-10-07 07:34
API Std 673:2014 | Centrifugal Fans for Petroleum, Chemical, and Gas Industry Services | yes | CFIHOS-90000029 | FR37;FR74 | STANDARD | 2021-10-07 07:34 | 2021-10-07 07:34
API Std 674:2010 | Positive Displacement Pumps—Reciprocating | yes | CFIHOS-90000030 | FR37;FR74 | STANDARD | 2021-10-07 07:34 | 2021-10-07 07:34
API Std 675:2019 | Positive Displacement Pumps—Controlled Volume for Petroleum, Chemical, and Gas Industry Services | yes | CFIHOS-90000031 | FR37;FR74 | STANDARD | 2021-10-07 07:34 | 2021-10-07 07:34
API Std 676:2009 | Positive Displacement Pumps—Rotary | yes | CFIHOS-90000032 | FR37;FR74 | STANDARD | 2021-10-07 07:34 | 2021-10-07 07:34
API Std 677:2006 | General-Purpose Gear Units for Petroleum, Chemical and Gas Industry Services | yes | CFIHOS-90000033 | FR37;FR74 | STANDARD | 2021-10-07 07:34 | 2021-10-07 07:34
API Std 681:1996 | Liquid Ring Vacuum Pumps and Compressors for Petroleum, Chemical, and Gas Industry Services | yes | CFIHOS-90000034 | FR37;FR74 | STANDARD | 2021-10-07 07:34 | 2021-10-07 07:34
ASME B31.3 - 2020 | Process Piping | no | CFIHOS-90000035 | FR37;FR74 | STANDARD | 2021-10-07 07:34 | 2021-10-07 07:34
ASME BPVC Section VIII | Rules for Construction of Pressure Vessels | no | CFIHOS-90000036 | FR37;FR74 | STANDARD | 2021-10-07 07:34 | 2021-10-07 07:34
EN 13852-1:2013 | Cranes. Offshore cranes. General-purpose offshore cranes | yes | CFIHOS-90000037 | FR37;FR74 | STANDARD | 2021-10-07 07:34 | 2021-10-07 07:34
EN 14015:2004 | Specification for the design and manufacture of site built, vertical, cylindrical, flat-bottomed, above ground, welded, steel tanks for the storage of liquids at ambient temperature and above | yes | CFIHOS-90000038 | FR37;FR74 | STANDARD | 2021-10-07 07:34 | 2021-10-07 07:34
FCI 70-2-2021 | Control Valve Seat Leakage | no | CFIHOS-90000039 | FR37;FR74 | STANDARD | 2021-10-07 07:34 | 2021-10-07 07:34
IEC 60034-1:2017 | Rotating electrical machines – Part 1: Rating and performance | yes | CFIHOS-90000040 | FR37;FR14;FR74 | STANDARD | 2021-10-07 07:34 | 2021-10-07 07:34
IEC 60269-1:2014 | Low-voltage fuses – Part 1: General requirements | yes | CFIHOS-90000041 | FR37;FR74 | STANDARD | 2021-10-07 07:34 | 2021-10-07 07:34
IEC 60282-1:2009 | High-voltage fuses - Part 1: Current-limiting fuses | yes | CFIHOS-90000042 | FR37;FR74 | STANDARD | 2021-10-07 07:34 | 2021-10-07 07:34
IEC 60282-1:2020 | High-voltage fuses – Part 1: Current-limiting fuses | yes | CFIHOS-90000043 | FR37;FR74 | STANDARD | 2021-10-07 07:34 | 2021-10-07 07:34
IEC 60529:2013 | DEGREES OF PROTECTION PROVIDED BY ENCLOSURES (IP CODE) | no | CFIHOS-90000044 | FR37;FR74 | STANDARD | 2021-10-07 07:34 | 2021-10-07 07:34
IEC 60534-4:2006 | Industrial-Process Control Valves - Part 4: Inspection and Routine Testing | no | CFIHOS-90000045 | FR37;FR74 | STANDARD | 2021-10-07 07:34 | 2021-10-07 07:34
IEC 60534-7:2010 | Industrial-process control valves – Part 7: Control valve data sheet | no | CFIHOS-90000046 | FR37;FR74 | STANDARD | 2021-10-07 07:34 | 2021-10-07 07:34
IEC 60537:1976 Withdrawn | Frequency weighting for the measurement of aircraft noise (D-weighting) | yes | CFIHOS-90000047 | FR37;FR74 | STANDARD | 2021-10-07 07:34 | 2021-10-07 07:34
IEC 60947-2:2006 | Low voltage Equipment - Part 2: Circuit-breakers | yes | CFIHOS-90000048 | FR37;FR74 | STANDARD | 2021-10-07 07:34 | 2021-10-07 07:34
IEC 61439-1:2020 | Low-voltage switchgear and controlgear assemblies – Part 1: General rules | yes | CFIHOS-90000049 | FR37;FR74 | STANDARD | 2021-10-07 07:34 | 2021-10-07 07:34
IEC 61439-2:2020 | Low-voltage switchgear and controlgear assemblies – Part 2: Power switchgear and controlgear assemblies | yes | CFIHOS-90000050 | FR37;FR74 | STANDARD | 2021-10-07 07:34 | 2021-10-07 07:34
IEC 62271-100:2017 | High-voltage switchgear and controlgear – Part 100: Alternating-current circuit-breakers | yes | CFIHOS-90000051 | FR37;FR74 | STANDARD | 2021-10-07 07:34 | 2021-10-07 07:34
IEC 62271-200:2011 | HIGH-VOLTAGE SWITCHGEAR AND CONTROLGEAR - PART 200: AC METAL-ENCLOSED SWITCHGEAR AND CONTROLGEAR FOR RATED VOLTAGES ABOVE 1 KV AND UP TO AND INCLUDING 52 KV | yes | CFIHOS-90000052 | FR37;FR74 | STANDARD | 2021-10-07 07:34 | 2021-10-07 07:34
IOGP S-560:2016 | Low-Voltage Switchgear & Controlgear to IEC 61439 – 1&2 | yes | CFIHOS-90000053 | FR37;FR14;FR74 | STANDARD | 2021-10-07 07:34 | 2021-10-07 07:34
IOGP S-561:2018 | Subsea Trees to API Spec 17D | yes | CFIHOS-90000054 | FR37;FR14;FR74 | STANDARD | 2021-10-07 07:34 | 2021-10-07 07:34
IOGP S-562:2019 | Valve – Ball to API Spec 6D | yes | CFIHOS-90000055 | FR37;FR14;FR74 | STANDARD | 2021-10-07 07:34 | 2021-10-07 07:34
IOGP S-563:2018 | Materials for Piping and Valve Components - Material Data Sheets | yes | CFIHOS-90000056 | FR37;FR14;FR74 | STANDARD | 2021-10-07 07:34 | 2021-10-07 07:34
IOGP S-611:2019 | Valve – Gate to API Spec 600 and API Spec 603 | yes | CFIHOS-90000057 | FR37;FR14;FR74 | STANDARD | 2021-10-07 07:34 | 2021-10-07 07:34
IOGP S-612:2018 | Air Compressor – Integrally Geared Centrifugal to API Std 672 | yes | CFIHOS-90000058 | FR37;FR14;FR74 | STANDARD | 2021-10-07 07:34 | 2021-10-07 07:34
IOGP S-613:2018 | Air Dryer Package | yes | CFIHOS-90000059 | FR37;FR14;FR74 | STANDARD | 2021-10-07 07:34 | 2021-10-07 07:34
IOGP S-614:2018 | Heat Exchangers – Shell and Tube to API Std 660 | yes | CFIHOS-90000060 | FR37;FR14;FR74 | STANDARD | 2021-10-07 07:34 | 2021-10-07 07:34
IOGP S-615:2019 | Pumps – Centrifugal to API Std 610 | yes | CFIHOS-90000061 | FR37;FR14;FR74 | STANDARD | 2021-10-07 07:34 | 2021-10-07 07:34
IOGP S-616:2019 | Line Pipe to API Spec 5L and ISO 3183 | yes | CFIHOS-90000062 | FR37;FR14;FR74 | STANDARD | 2021-10-07 07:34 | 2021-10-07 07:34
IOGP S-617:2018 | Cranes – Offshore General Purpose to EN 13852-1 | yes | CFIHOS-90000063 | FR37;FR14;FR74 | STANDARD | 2021-10-07 07:34 | 2021-10-07 07:34
IOGP S-618:2018 | Cranes – Offshore Pedestal Mounted to API Spec 2C | yes | CFIHOS-90000064 | FR37;FR14;FR74 | STANDARD | 2021-10-07 07:34 | 2021-10-07 07:34
IOGP S-619:2018 | Pressure Vessels – Unfired, Fusion Welded | yes | CFIHOS-90000065 | FR37;FR14;FR74 | STANDARD | 2021-10-07 07:34 | 2021-10-07 07:34
IOGP S-620:2018 | High-voltage Switchgear & Controlgear to IEC 62271-200 | yes | CFIHOS-90000066 | FR37;FR14;FR74 | STANDARD | 2021-10-07 07:34 | 2021-10-07 07:34
IOGP S-700:2020 | Special Purpose Couplings | yes | CFIHOS-90000067 | FR37;FR14;FR74 | STANDARD | 2021-10-07 07:34 | 2021-10-07 07:34
IOGP S-703:2020 | Low Voltage Motors – Specification | yes | CFIHOS-90000068 | FR37;FR14;FR74 | STANDARD | 2021-10-07 07:34 | 2021-10-07 07:34
IOGP S-705:2020 | Welding of Pressure Containing Equipment & Piping | yes | CFIHOS-90000069 | FR37;FR14;FR74 | STANDARD | 2021-10-07 07:34 | 2021-10-07 07:34
IOGP S-708:2020 | Subsea Pipeline Valves | yes | CFIHOS-90000070 | FR37;FR14;FR74 | STANDARD | 2021-10-07 07:34 | 2021-10-07 07:34
IOGP S-710:2020 | Air-cooled Heat Exchangers | yes | CFIHOS-90000071 | FR37;FR14;FR74 | STANDARD | 2021-10-07 07:34 | 2021-10-07 07:34
IOGP S-712:2020 | General Purpose Gear Units | yes | CFIHOS-90000072 | FR37;FR14;FR74 | STANDARD | 2021-10-07 07:34 | 2021-10-07 07:34
IOGP S-713:2020 | Special Purpose Gear Units | yes | CFIHOS-90000073 | FR37;FR14;FR74 | STANDARD | 2021-10-07 07:34 | 2021-10-07 07:34
IOGP S-715:2020 | Coating & Painting for Offshore, Marine Coastal & Subsea Environments | yes | CFIHOS-90000074 | FR37;FR14;FR74 | STANDARD | 2021-10-07 07:34 | 2021-10-07 07:34
IOGP S-717:2020 | Noise Emitting Equipment | yes | CFIHOS-90000075 | FR37;FR14;FR74 | STANDARD | 2021-10-07 07:34 | 2021-10-07 07:34
IOGP S-719:2020 | Water Fire Mist Protection Systems | yes | CFIHOS-90000076 | FR37;FR14;FR74 | STANDARD | 2021-10-07 07:34 | 2021-10-07 07:34
ISA-TR20.00.01-2007 | Specification Forms for Process Measurement and Control Instruments Part 1: General Considerations | no | CFIHOS-90000077 | FR37;FR74 | STANDARD | 2021-10-07 07:34 | 2021-10-07 07:34
ISA-TR84.00.03-2019 | Automation Asset Integrity of Safety Instrumented Systems (SIS) | no | CFIHOS-90000078 | FR37;FR74 | STANDARD | 2021-10-07 07:34 | 2021-10-07 07:34
ISO 10437:2003 | PETROLEUM, PETROCHEMICAL AND NATURAL GAS INDUSTRIES — STEAM TURBINES — SPECIAL-PURPOSE APPLICATIONS | no | CFIHOS-90000079 | FR37;FR74 | STANDARD | 2021-10-07 07:34 | 2021-10-07 07:34
ISO 10438-1:2007 | Lubrication, shaft-sealing and control-oil systems and auxiliaries — Part 1: General requirements | yes | CFIHOS-90000080 | FR37;FR74 | STANDARD | 2021-10-07 07:34 | 2021-10-07 07:34
ISO 10439-2:2015 | PETROLEUM, PETROCHEMICAL AND NATURAL GAS INDUSTRIES — AXIAL AND CENTRIFUGAL COMPRESSORS AND EXPANDER-COMPRESSORS — PART 2: NON-INTEGRALLY GEARED CENTRIFUGAL AND AXIAL COMPRESSORS | no | CFIHOS-90000081 | FR37;FR74 | STANDARD | 2021-10-07 07:34 | 2021-10-07 07:34
ISO 10440-1:2007 | Petroleum, petrochemical and natural gas industries — Rotary-type positive-displacement compressors — Part 1: Process compressors | no | CFIHOS-90000082 | FR37;FR74 | STANDARD | 2021-10-07 07:34 | 2021-10-07 07:34
ISO 10441:2007 | Flexible couplings for mechanical power transmission — Special-purpose applications | yes | CFIHOS-90000083 | FR37;FR74 | STANDARD | 2021-10-07 07:34 | 2021-10-07 07:34
ISO 13631:2002 | Petroleum and natural gas industries — Packaged reciprocating gas compressors | yes | CFIHOS-90000084 | FR37;FR74 | STANDARD | 2021-10-07 07:34 | 2021-10-07 07:34
ISO 13705:2012 | Fired heaters for general refinery service | yes | CFIHOS-90000085 | FR37;FR74 | STANDARD | 2021-10-07 07:34 | 2021-10-07 07:34
ISO 13706:2011 | Air-cooled heat exchangers | yes | CFIHOS-90000086 | FR37;FR74 | STANDARD | 2021-10-07 07:34 | 2021-10-07 07:34
ISO 13707:2000 | PETROLEUM AND NATURAL GAS INDUSTRIES — RECIPROCATING COMPRESSORS | no | CFIHOS-90000087 | FR37;FR74 | STANDARD | 2021-10-07 07:34 | 2021-10-07 07:34
ISO 13709:2009 | Centrifugal pumps for petroleum, petrochemical and natural gas industries | yes | CFIHOS-90000088 | FR37;FR74 | STANDARD | 2021-10-07 07:34 | 2021-10-07 07:34
ISO 13880:1999 | Content and drafting of a technical specification | yes | CFIHOS-90000089 | FR37;FR74 | STANDARD | 2021-10-07 07:34 | 2021-10-07 07:34
ISO 14224:2016 | PETROLEUM, PETROCHEMICAL AND NATURAL GAS INDUSTRIES — COLLECTION AND EXCHANGE OF RELIABILITY AND MAINTENANCE DATA FOR EQUIPMENT | no | CFIHOS-90000090 | FR37;FR74 | STANDARD | 2021-10-07 07:34 | 2021-10-07 07:34
ISO 15348:2002 | PIPEWORK — METAL BELLOWS EXPANSION JOINTS — GENERAL [WITHDRAWN] | no | CFIHOS-90000091 | FR37;FR74 | STANDARD | 2021-10-07 07:34 | 2021-10-07 07:34
ISO 15547-1:2005 | Plate-type heat exchangers — Part 1: Plate-and-frame heat exchangers | yes | CFIHOS-90000092 | FR37;FR74 | STANDARD | 2021-10-07 07:34 | 2021-10-07 07:34
ISO 1680:2013 | Acoustics — Test code for the measurement of airborne noise emitted by rotating electrical machines | yes | CFIHOS-90000093 | FR37;FR74 | STANDARD | 2021-10-07 07:34 | 2021-10-07 07:34
ISO 16812:2019 | Shell-and-tube heat exchangers | yes | CFIHOS-90000094 | FR37;FR74 | STANDARD | 2021-10-07 07:34 | 2021-10-07 07:34
ISO 19901-5:2016 | PETROLEUM AND NATURAL GAS INDUSTRIES — SPECIFIC REQUIREMENTS FOR OFFSHORE STRUCTURES — PART 5: WEIGHT CONTROL DURING ENGINEERING AND CONSTRUCTION | no | CFIHOS-90000095 | FR37;FR74 | STANDARD | 2021-10-07 07:34 | 2021-10-07 07:34
ISO 21049:2004 | Pumps — Shaft sealing systems for centrifugal and rotary pumps | yes | CFIHOS-90000096 | FR37;FR74 | STANDARD | 2021-10-07 07:34 | 2021-10-07 07:34
ISO 23251:2019 | PETROLEUM, PETROCHEMICAL AND NATURAL GAS INDUSTRIES — PRESSURE-RELIEVING AND DEPRESSURING SYSTEMS | no | CFIHOS-90000097 | FR37;FR74 | STANDARD | 2021-10-07 07:34 | 2021-10-07 07:34
ISO 25457:2008 | Flare details for general refinery and petrochemical service | yes | CFIHOS-90000098 | FR37;FR74 | STANDARD | 2021-10-07 07:34 | 2021-10-07 07:34
ISO 28300:2008 | PETROLEUM, PETROCHEMICAL AND NATURAL GAS INDUSTRIES — VENTING OF ATMOSPHERIC AND LOW-PRESSURE STORAGE TANKS | no | CFIHOS-90000099 | FR37;FR74 | STANDARD | 2021-10-07 07:34 | 2021-10-07 07:34
ISO 3046-1:2002 | Reciprocating internal combustion engines — Performance — Part 1: Declarations of power, fuel… | yes | CFIHOS-90000100 | FR37;FR74 | STANDARD | 2021-10-07 07:34 | 2021-10-07 07:34
ISO 3183:2019 | PETROLEUM AND NATURAL GAS INDUSTRIES — STEEL PIPE FOR PIPELINE TRANSPORTATION SYSTEMS | yes | CFIHOS-90000102 | FR37;FR74 | STANDARD | 2021-10-07 07:34 | 2021-10-07 07:34
ISO 8528-1:2018 | RECIPROCATING INTERNAL COMBUSTION ENGINE DRIVEN ALTERNATING CURRENT GENERATING SETS — PART 1: APPLICATION, RATINGS AND PERFORMANCE | no | CFIHOS-90000103 | FR37;FR74 | STANDARD | 2021-10-07 07:34 | 2021-10-07 07:34
MESC SPE 77/135 |  | yes | CFIHOS-90000104 | FR37;FR74 | STANDARD | 2021-10-07 07:34 | 2021-10-07 07:34
OCIMF |  | no | CFIHOS-90000106 | FR37;FR74 | STANDARD | 2021-10-07 07:34 | 2021-10-07 07:34
PED 97/23/EC |  | yes | CFIHOS-90000107 | FR37;FR74 | STANDARD | 2021-10-07 07:34 | 2021-10-07 07:34
API Std 674:2016 | Positive Displacement Pumps—Reciprocating | yes | CFIHOS-90000108 | FR14;FR74 | STANDARD | 2021-10-07 07:34 | 2021-10-07 07:34
IOGP S-701:2020 | AC Uninterruptible Power Systems (UPS) | yes | CFIHOS-90000109 | FR14;FR74 | STANDARD | 2021-10-07 07:34 | 2021-10-07 07:34
IOGP S-702:2020 | DC Uninterruptible Power Systems (UPS) | yes | CFIHOS-90000110 | FR14;FR74 | STANDARD | 2021-10-07 07:34 | 2021-10-07 07:34
IOGP S-704:2021 | High Voltage Three-phase Cage Induction Motors | yes | CFIHOS-90000111 | FR14;FR74 | STANDARD | 2021-10-07 07:34 | 2021-10-07 07:34
IOGP S-707:2020 | Actuators for On-off Valves | yes | CFIHOS-90000112 | FR14;FR74 | STANDARD | 2021-10-07 07:34 | 2021-10-07 07:34
IOGP S-716:2021 | Small Bore Tubing and Fittings | yes | CFIHOS-90000113 | FR14;FR74 | STANDARD | 2021-10-07 07:34 | 2021-10-07 07:34
IOGP S-720:2020 | Transformers | yes | CFIHOS-90000114 | FR14;FR74 | STANDARD | 2021-10-07 07:34 | 2021-10-07 07:34
IOGP S-722:2020 | Flare Package | yes | CFIHOS-90000115 | FR14;FR74 | STANDARD | 2021-10-07 07:34 | 2021-10-07 07:34
IOGP S-723:2020 | Electric Process Heaters | yes | CFIHOS-90000116 | FR14;FR74 | STANDARD | 2021-10-07 07:34 | 2021-10-07 07:34
IOGP S-724:2021 | Subsea Fasteners (Alloy and Carbon Steel Bolting) | yes | CFIHOS-90000117 | FR14;FR74 | STANDARD | 2021-10-07 07:34 | 2021-10-07 07:34
IOGP S-725:2021 | Subsea Fasteners (Corrosion-resistant Bolting) | yes | CFIHOS-90000118 | FR14;FR74 | STANDARD | 2021-10-07 07:34 | 2021-10-07 07:34
IOGP S-726:2021 | Recommended Practice for Application of Subsea Fasteners | yes | CFIHOS-90000119 | FR14;FR74 | STANDARD | 2021-10-07 07:34 | 2021-10-07 07:34
IOGP S-728:2021 | Reciprocating Positive Displacement Pumps | yes | CFIHOS-90000120 | FR14;FR74 | STANDARD | 2021-10-07 07:34 | 2021-10-07 07:34
IOGP S-730:2021 | Flanged Steel Pressure-relief Valves | yes | CFIHOS-90000121 | FR14;FR74 | STANDARD | 2021-10-07 07:34 | 2021-10-07 07:34
IOGP S-732:2020 | Low Voltage Motor Control Centers | yes | CFIHOS-90000122 | FR14;FR74 | STANDARD | 2021-10-07 07:34 | 2021-10-07 07:34
IOGP S-734:2020 | AC Uninterruptible Power Supply (UPS) System | yes | CFIHOS-90000123 | FR14;FR74 | STANDARD | 2021-10-07 07:34 | 2021-10-07 07:34
IOGP S-738:2020 | Insulation for Piping and Equipment | yes | CFIHOS-90000124 | FR14;FR74 | STANDARD | 2021-10-07 07:34 | 2021-10-07 07:34
IOGP S-740:2020 | Batteries (IEC) | yes | CFIHOS-90000125 | FR14;FR74 | STANDARD | 2021-10-07 07:34 | 2021-10-07 07:34
NFPA 750:2019 | Standard on Water Mist Fire Protection Systems for application in the petroleum and natural gas industries. | yes | CFIHOS-90000126 | FR14;FR74 | STANDARD | 2021-10-07 07:34 | 2021-10-07 07:34
DIRECTIVE 94/9/EC:1994 | equipment and protective systems intended for use in potentially explosive atmospheres | no | CFIHOS-90000128 | FR74 | STANDARD | 2021-10-07 07:34 | 2021-10-07 07:34
EN 60079-0:2018 | explosive atmospheres - part 0: equipment - general requirements | no | CFIHOS-90000129 | FR74 | STANDARD | 2021-10-07 07:34 | 2021-10-07 07:34
NFPA 70:2020 | national electrical code | no | CFIHOS-90000130 | FR74 | STANDARD | 2021-10-07 07:34 | 2021-10-07 07:34
API Recommended Practice 615:2016 | valve selection guide | no | CFIHOS-90000131 | FR74 | STANDARD | 2021-10-07 07:34 | 2021-10-07 07:34
ISO 3977-5:2001 | gas turbines - procurement - part 5: applications for petroleum and natural gas industries | no | CFIHOS-90000132 | FR74 | STANDARD | 2021-10-07 07:34 | 2021-10-07 07:34
ISO 13710:2004 | petroleum, petrochemical and natural gas industries — reciprocating positive displacement pumps | no | CFIHOS-90000133 | FR74 | STANDARD | 2021-10-07 07:34 | 2021-10-07 07:34
IEC 60076-2:2011 | power transformers – part 2: temperature rise for liquid-immersed transformers | no | CFIHOS-90000134 | FR74 | STANDARD | 2021-10-07 07:34 | 2021-10-07 07:34
EN 60079-14:2016 | explosive atmospheres part 14: electrical installations design, selection and erection | no | CFIHOS-90000135 | FR74 | STANDARD | 2021-10-07 07:34 | 2021-10-07 07:34
ISO 3166-1:2020 | codes for the representation of names of countries and their subdivisions | no | CFIHOS-90000136 | FR74 | STANDARD | 2021-10-07 07:34 | 2021-10-07 07:34
ISO 639-1:2002 | codes for the representation of names of languages — part 1: alpha-2 code | no | CFIHOS-90000137 | FR74 | STANDARD | 2021-10-07 07:34 | 2021-10-07 07:34

## submission reference date
submission reference date code | submission reference date name | time unit of measure code | submission reference is after event type indicator | event type code | CFIHOS unique id | created date | modified date | terminated date | change request number | status
WAD | weeks after delivery | WEE | yes | D | CFIHOS-68000001 | 2021-09-30 15:32 | 2021-10-05 01:44 |  | FR14;FR74 | STANDARD
WAI | weeks after inspection | WEE | yes | I | CFIHOS-68000002 | 2021-09-30 15:32 | 2021-10-05 01:44 |  | FR14;FR74 | STANDARD
WAO | weeks after order | WEE | yes | O | CFIHOS-68000003 | 2021-09-30 15:32 | 2021-10-05 01:44 |  | FR14;FR74 | STANDARD
WAT | weeks after test | WEE | yes | T | CFIHOS-68000004 | 2021-09-30 15:32 | 2021-10-05 01:44 |  | FR14;FR74 | STANDARD
WPTD | weeks prior to delivery | WEE | no | D | CFIHOS-68000005 | 2021-09-30 15:32 | 2021-10-05 01:44 |  | FR14;FR74 | STANDARD
WPTF | weeks prior to fabrication | WEE | no | F | CFIHOS-68000006 | 2021-09-30 15:32 | 2021-10-05 01:44 |  | FR14;FR74 | STANDARD
WPTT | weeks prior to test | WEE | no | T | CFIHOS-68000007 | 2021-09-30 15:32 | 2021-10-05 01:44 |  | FR14;FR74 | STANDARD

## tag class required disc doc typ
tag class name | discipline document type short code | document type name | requirement standard source code | created date | modified date | terminated date | change request number | status
RM ball valve | VA1453 | regulatory compliance certificate | ARC | 2019-04-23 16:27 | 2020-11-27 15:01 | 2020-11-27 15:01 | CR0002 | TERMINATED
RM butterfly valve | EA8880 | wiring diagram | ARC | 2019-04-23 16:27 | 2019-04-23 16:27 | 2019-04-23 16:27 | CR0002 | TERMINATED
RM butterfly valve | MP4018 | general arrangement diagram | ARC | 2019-04-23 16:27 | 2019-04-23 16:27 | 2019-04-23 16:27 | CR0002 | TERMINATED
RM butterfly valve | NA4354 | spare part list | ARC | 2019-04-23 16:27 | 2019-04-23 16:27 | 2019-04-23 16:27 | CR0002 | TERMINATED
RM butterfly valve | OA4811 | operating manual | ARC | 2019-04-23 16:27 | 2019-04-23 16:27 | 2019-04-23 16:27 | CR0002 | TERMINATED
RM butterfly valve | VA1453 | regulatory compliance certificate | ARC | 2019-04-23 16:27 | 2020-11-27 15:01 | 2020-11-27 15:01 | CR0002 | TERMINATED
RM diaphragm valve | NA4354 | spare part list | ARC | 2019-04-23 16:27 | 2019-04-23 16:27 | 2019-04-23 16:27 | CR0002 | TERMINATED
RM diaphragm valve | OA4811 | operating manual | ARC | 2019-04-23 16:27 | 2019-04-23 16:27 | 2019-04-23 16:27 | CR0002 | TERMINATED
RM diaphragm valve | VA1453 | regulatory compliance certificate | ARC | 2019-04-23 16:27 | 2020-11-27 15:01 | 2020-11-27 15:01 | CR0002 | TERMINATED
RM eccentric rotating disc valve | NA4354 | spare part list | CFIHOS | 2019-04-23 16:27 | 2019-04-23 16:27 | 2019-04-23 16:27 | CR0002 | TERMINATED
RM globe valve | NA4354 | spare part list | ARC | 2019-04-23 16:27 | 2019-04-23 16:27 | 2019-04-23 16:27 | CR0002 | TERMINATED
RM globe valve | OA4811 | operating manual | ARC | 2019-04-23 16:27 | 2019-04-23 16:27 | 2019-04-23 16:27 | CR0002 | TERMINATED
RM globe valve | VA1453 | regulatory compliance certificate | ARC | 2019-04-23 16:27 | 2020-11-27 15:01 | 2020-11-27 15:01 | CR0002 | TERMINATED
RM needle valve | NA4354 | spare part list | ARC | 2019-04-23 16:27 | 2019-04-23 16:27 | 2019-04-23 16:27 | CR0002 | TERMINATED
NRA ball valve | NA4354 | spare part list | ARC | 2019-04-23 16:27 | 2019-04-23 16:27 | 2019-04-23 16:27 | CR0002 | TERMINATED
NRA ball valve | OA4811 | operating manual | ARC | 2019-04-23 16:27 | 2019-04-23 16:27 | 2019-04-23 16:27 | CR0002 | TERMINATED
NRA ball valve | VA1453 | regulatory compliance certificate | ARC | 2019-04-23 16:27 | 2020-11-27 14:59 | 2020-11-27 14:59 | CR0002 | TERMINATED
NRA butterfly valve | NA4354 | spare part list | ARC | 2019-04-23 16:27 | 2019-04-23 16:27 | 2019-04-23 16:27 | CR0002 | TERMINATED
NRA butterfly valve | OA4811 | operating manual | ARC | 2019-04-23 16:27 | 2019-04-23 16:27 | 2019-04-23 16:27 | CR0002 | TERMINATED
NRA butterfly valve | VA1453 | regulatory compliance certificate | ARC | 2019-04-23 16:27 | 2020-11-27 14:59 | 2020-11-27 14:59 | CR0002 | TERMINATED
NRA choke valve | NA4354 | spare part list | CFIHOS | 2019-04-23 16:27 | 2019-04-23 16:27 | 2019-04-23 16:27 | CR0002 | TERMINATED
NRA eccentric rotating disc valve | NA4354 | spare part list | CFIHOS | 2019-04-23 16:27 | 2019-04-23 16:27 | 2019-04-23 16:27 | CR0002 | TERMINATED
NRA gate valve | NA4354 | spare part list | ARC | 2019-04-23 16:27 | 2019-04-23 16:27 | 2019-04-23 16:27 | CR0002 | TERMINATED
NRA gate valve | OA4811 | operating manual | ARC | 2019-04-23 16:27 | 2019-04-23 16:27 | 2019-04-23 16:27 | CR0002 | TERMINATED
NRA gate valve | VA1453 | regulatory compliance certificate | ARC | 2019-04-23 16:27 | 2020-11-27 14:59 | 2020-11-27 14:59 | CR0002 | TERMINATED
NRA multi way plug valve | NA4354 | spare part list | ARC | 2019-04-23 16:27 | 2019-04-23 16:27 | 2019-04-23 16:27 | CR0002 | TERMINATED
NRA multi way plug valve | OA4811 | operating manual | ARC | 2019-04-23 16:27 | 2019-04-23 16:27 | 2019-04-23 16:27 | CR0002 | TERMINATED
NRA multi way plug valve | VA1453 | regulatory compliance certificate | ARC | 2019-04-23 16:27 | 2020-11-27 15:00 | 2020-11-27 15:00 | CR0002 | TERMINATED
NRA multiple orifice valve | NA4354 | spare part list | CFIHOS | 2019-04-23 16:27 | 2019-04-23 16:27 | 2019-04-23 16:27 | CR0002 | TERMINATED
NRA piston check valve | NA4354 | spare part list | ARC | 2019-04-23 16:27 | 2019-04-23 16:27 | 2019-04-23 16:27 | CR0002 | TERMINATED
NRA piston check valve | OA4811 | operating manual | ARC | 2019-04-23 16:27 | 2019-04-23 16:27 | 2019-04-23 16:27 | CR0002 | TERMINATED
NRA piston check valve | VA1453 | regulatory compliance certificate | ARC | 2019-04-23 16:27 | 2020-11-27 15:00 | 2020-11-27 15:00 | CR0002 | TERMINATED
NRA plug valve | NA4354 | spare part list | ARC | 2019-04-23 16:27 | 2019-04-23 16:27 | 2019-04-23 16:27 | CR0002 | TERMINATED
NRA plug valve | OA4811 | operating manual | ARC | 2019-04-23 16:27 | 2019-04-23 16:27 | 2019-04-23 16:27 | CR0002 | TERMINATED
NRA plug valve | VA1453 | regulatory compliance certificate | ARC | 2019-04-23 16:27 | 2020-11-27 15:00 | 2020-11-27 15:00 | CR0002 | TERMINATED
NRA swing check valve | NA4354 | spare part list | ARC | 2019-04-23 16:27 | 2019-04-23 16:27 | 2019-04-23 16:27 | CR0002 | TERMINATED
NRA swing check valve | OA4811 | operating manual | ARC | 2019-04-23 16:27 | 2019-04-23 16:27 | 2019-04-23 16:27 | CR0002 | TERMINATED
NRA swing check valve | VA1453 | regulatory compliance certificate | ARC | 2019-04-23 16:27 | 2020-11-27 15:00 | 2020-11-27 15:00 | CR0002 | TERMINATED
NRA wafer check valve | NA4354 | spare part list | ARC | 2019-04-23 16:27 | 2019-04-23 16:27 | 2019-04-23 16:27 | CR0002 | TERMINATED
NRA wafer check valve | OA4811 | operating manual | ARC | 2019-04-23 16:27 | 2019-04-23 16:27 | 2019-04-23 16:27 | CR0002 | TERMINATED
NRA wafer check valve | VA1453 | regulatory compliance certificate | ARC | 2019-04-23 16:27 | 2020-11-27 15:00 | 2020-11-27 15:00 | CR0002 | TERMINATED
NRM ball valve | NA4354 | spare part list | ARC | 2019-04-23 16:27 | 2019-04-23 16:27 | 2019-04-23 16:27 | CR0002 | TERMINATED
NRM ball valve | OA4811 | operating manual | ARC | 2019-04-23 16:27 | 2019-04-23 16:27 | 2019-04-23 16:27 | CR0002 | TERMINATED
NRM ball valve | VA1453 | regulatory compliance certificate | ARC | 2019-04-23 16:27 | 2020-11-27 15:00 | 2020-11-27 15:00 | CR0002 | TERMINATED
NRM butterfly valve | EA8880 | wiring diagram | ARC | 2019-04-23 16:27 | 2019-04-23 16:27 | 2019-04-23 16:27 | CR0002 | TERMINATED
NRM butterfly valve | MP4018 | general arrangement diagram | ARC | 2019-04-23 16:27 | 2019-04-23 16:27 | 2019-04-23 16:27 | CR0002 | TERMINATED
NRM butterfly valve | NA4354 | spare part list | ARC | 2019-04-23 16:27 | 2019-04-23 16:27 | 2019-04-23 16:27 | CR0002 | TERMINATED
NRM butterfly valve | OA4811 | operating manual | ARC | 2019-04-23 16:27 | 2019-04-23 16:27 | 2019-04-23 16:27 | CR0002 | TERMINATED
NRM butterfly valve | VA1453 | regulatory compliance certificate | ARC | 2019-04-23 16:27 | 2020-11-27 15:00 | 2020-11-27 15:00 | CR0002 | TERMINATED
NRM choke valve | NA4354 | spare part list | CFIHOS | 2019-04-23 16:27 | 2019-04-23 16:27 | 2019-04-23 16:27 | CR0002 | TERMINATED
NRM eccentric rotating disc valve | NA4354 | spare part list | CFIHOS | 2019-04-23 16:27 | 2019-04-23 16:27 | 2019-04-23 16:27 | CR0002 | TERMINATED
NRM gate valve | NA4354 | spare part list | ARC | 2019-04-23 16:27 | 2019-04-23 16:27 | 2019-04-23 16:27 | CR0002 | TERMINATED
NRM gate valve | OA4811 | operating manual | ARC | 2019-04-23 16:27 | 2019-04-23 16:27 | 2019-04-23 16:27 | CR0002 | TERMINATED
NRM gate valve | VA1453 | regulatory compliance certificate | ARC | 2019-04-23 16:27 | 2020-11-27 15:00 | 2020-11-27 15:00 | CR0002 | TERMINATED
NRM multi way plug valve | NA4354 | spare part list | ARC | 2019-04-23 16:27 | 2019-04-23 16:27 | 2019-04-23 16:27 | CR0002 | TERMINATED
NRM multi way plug valve | OA4811 | operating manual | ARC | 2019-04-23 16:27 | 2019-04-23 16:27 | 2019-04-23 16:27 | CR0002 | TERMINATED
NRM multi way plug valve | VA1453 | regulatory compliance certificate | ARC | 2019-04-23 16:27 | 2020-11-27 15:00 | 2020-11-27 15:00 | CR0002 | TERMINATED
NRM multiple orifice valve | NA4354 | spare part list | CFIHOS | 2019-04-23 16:27 | 2019-04-23 16:27 | 2019-04-23 16:27 | CR0002 | TERMINATED
NRM piston check valve | NA4354 | spare part list | ARC | 2019-04-23 16:27 | 2019-04-23 16:27 | 2019-04-23 16:27 | CR0002 | TERMINATED
NRM piston check valve | OA4811 | operating manual | ARC | 2019-04-23 16:27 | 2019-04-23 16:27 | 2019-04-23 16:27 | CR0002 | TERMINATED
NRM piston check valve | VA1453 | regulatory compliance certificate | ARC | 2019-04-23 16:27 | 2020-11-27 15:00 | 2020-11-27 15:00 | CR0002 | TERMINATED
NRM plug valve | NA4354 | spare part list | ARC | 2019-04-23 16:27 | 2019-04-23 16:27 | 2019-04-23 16:27 | CR0002 | TERMINATED
NRM plug valve | OA4811 | operating manual | ARC | 2019-04-23 16:27 | 2019-04-23 16:27 | 2019-04-23 16:27 | CR0002 | TERMINATED
NRM plug valve | VA1453 | regulatory compliance certificate | ARC | 2019-04-23 16:27 | 2020-11-27 15:00 | 2020-11-27 15:00 | CR0002 | TERMINATED
NRM swing check valve | NA4354 | spare part list | ARC | 2019-04-23 16:27 | 2019-04-23 16:27 | 2019-04-23 16:27 | CR0002 | TERMINATED
NRM swing check valve | OA4811 | operating manual | ARC | 2019-04-23 16:27 | 2019-04-23 16:27 | 2019-04-23 16:27 | CR0002 | TERMINATED
NRM swing check valve | VA1453 | regulatory compliance certificate | ARC | 2019-04-23 16:27 | 2020-11-27 15:00 | 2020-11-27 15:00 | CR0002 | TERMINATED
NRM wafer check valve | NA4354 | spare part list | ARC | 2019-04-23 16:27 | 2019-04-23 16:27 | 2019-04-23 16:27 | CR0002 | TERMINATED
NRM wafer check valve | OA4811 | operating manual | ARC | 2019-04-23 16:27 | 2019-04-23 16:27 | 2019-04-23 16:27 | CR0002 | TERMINATED
NRM wafer check valve | VA1453 | regulatory compliance certificate | ARC | 2019-04-23 16:27 | 2020-11-27 15:00 | 2020-11-27 15:00 | CR0002 | TERMINATED
net oil computer | NA4354 | spare part list | CFIHOS | 2019-04-23 16:27 | 2019-04-23 16:27 |  | V1.2 | STANDARD
ORP element | NA4354 | spare part list | CFIHOS | 2019-04-23 16:27 | 2019-04-23 16:27 | 2019-04-23 16:27 | CR0002 | TERMINATED
PABX | NA4354 | spare part list | CFIHOS | 2019-04-23 16:27 | 2019-07-26 11:33 | 2019-07-26 11:33 | CR0028 | TERMINATED
RA ball valve | NA4354 | spare part list | ARC | 2019-04-23 16:27 | 2019-04-23 16:27 | 2019-04-23 16:27 | CR0002 | TERMINATED
RA ball valve | OA4811 | operating manual | ARC | 2019-04-23 16:27 | 2019-04-23 16:27 | 2019-04-23 16:27 | CR0002 | TERMINATED
RA ball valve | VA1453 | regulatory compliance certificate | ARC | 2019-04-23 16:27 | 2020-11-27 15:00 | 2020-11-27 15:00 | CR0002 | TERMINATED
RA butterfly valve | EA8880 | wiring diagram | ARC | 2019-04-23 16:27 | 2019-04-23 16:27 | 2019-04-23 16:27 | CR0002 | TERMINATED
RA butterfly valve | IN2305 | assembly diagram | ARC | 2019-04-23 16:27 | 2019-04-23 16:27 | 2019-04-23 16:27 | CR0002 | TERMINATED
RA butterfly valve | NA4354 | spare part list | ARC | 2019-04-23 16:27 | 2019-04-23 16:27 | 2019-04-23 16:27 | CR0002 | TERMINATED
RA butterfly valve | OA4811 | operating manual | ARC | 2019-04-23 16:27 | 2019-04-23 16:27 | 2019-04-23 16:27 | CR0002 | TERMINATED
RA butterfly valve | VA1453 | regulatory compliance certificate | ARC | 2019-04-23 16:27 | 2020-11-27 15:01 | 2020-11-27 15:01 | CR0002 | TERMINATED
RA diaphragm valve | EA8880 | wiring diagram | ARC | 2019-04-23 16:27 | 2019-04-23 16:27 | 2019-04-23 16:27 | CR0002 | TERMINATED
RA diaphragm valve | MP4018 | general arrangement diagram | ARC | 2019-04-23 16:27 | 2019-04-23 16:27 | 2019-04-23 16:27 | CR0002 | TERMINATED
RA diaphragm valve | NA4354 | spare part list | ARC | 2019-04-23 16:27 | 2019-04-23 16:27 | 2019-04-23 16:27 | CR0002 | TERMINATED
RA diaphragm valve | OA4811 | operating manual | ARC | 2019-04-23 16:27 | 2019-04-23 16:27 | 2019-04-23 16:27 | CR0002 | TERMINATED
RA diaphragm valve | VA1453 | regulatory compliance certificate | ARC | 2019-04-23 16:27 | 2020-11-27 15:01 | 2020-11-27 15:01 | CR0002 | TERMINATED
RA eccentric rotating disc valve | NA4354 | spare part list | CFIHOS | 2019-04-23 16:27 | 2019-04-23 16:27 | 2019-04-23 16:27 | CR0002 | TERMINATED
RA globe valve | NA4354 | spare part list | ARC | 2019-04-23 16:27 | 2019-04-23 16:27 | 2019-04-23 16:27 | CR0002 | TERMINATED
RA globe valve | OA4811 | operating manual | ARC | 2019-04-23 16:27 | 2019-04-23 16:27 | 2019-04-23 16:27 | CR0002 | TERMINATED
RA globe valve | VA1453 | regulatory compliance certificate | ARC | 2019-04-23 16:27 | 2020-11-27 15:01 | 2020-11-27 15:01 | CR0002 | TERMINATED
RA needle valve | NA4354 | spare part list | ARC | 2019-04-23 16:27 | 2019-04-23 16:27 | 2019-04-23 16:27 | CR0002 | TERMINATED
RA needle valve | OA4811 | operating manual | ARC | 2019-04-23 16:27 | 2019-04-23 16:27 | 2019-04-23 16:27 | CR0002 | TERMINATED
RA needle valve | VA1453 | regulatory compliance certificate | ARC | 2019-04-23 16:27 | 2020-11-27 15:01 | 2020-11-27 15:01 | CR0002 | TERMINATED
RA plug valve | NA4354 | spare part list | ARC | 2019-04-23 16:27 | 2019-04-23 16:27 | 2019-04-23 16:27 | CR0002 | TERMINATED
RA plug valve | OA4811 | operating manual | ARC | 2019-04-23 16:27 | 2019-04-23 16:27 | 2019-04-23 16:27 | CR0002 | TERMINATED
RA plug valve | VA1453 | regulatory compliance certificate | ARC | 2019-04-23 16:27 | 2020-11-27 15:01 | 2020-11-27 15:01 | CR0002 | TERMINATED
RM ball valve | NA4354 | spare part list | ARC | 2019-04-23 16:27 | 2019-04-23 16:27 | 2019-04-23 16:27 | CR0002 | TERMINATED
RM ball valve | OA4811 | operating manual | ARC | 2019-04-23 16:27 | 2019-04-23 16:27 | 2019-04-23 16:27 | CR0002 | TERMINATED
RM needle valve | OA4811 | operating manual | ARC | 2019-04-23 16:27 | 2019-04-23 16:27 | 2019-04-23 16:27 | CR0002 | TERMINATED
RM needle valve | VA1453 | regulatory compliance certificate | ARC | 2019-04-23 16:27 | 2020-11-27 15:01 | 2020-11-27 15:01 | CR0002 | TERMINATED
RM plug valve | NA4354 | spare part list | ARC | 2019-04-23 16:27 | 2019-04-23 16:27 | 2019-04-23 16:27 | CR0002 | TERMINATED
RM plug valve | OA4811 | operating manual | ARC | 2019-04-23 16:27 | 2019-04-23 16:27 | 2019-04-23 16:27 | CR0002 | TERMINATED
RM plug valve | VA1453 | regulatory compliance certificate | ARC | 2019-04-23 16:27 | 2020-11-27 15:01 | 2020-11-27 15:01 | CR0002 | TERMINATED
UV sterilizer | NA4354 | spare part list | CFIHOS | 2019-04-23 16:27 | 2019-04-23 16:27 |  | V1.2 | STANDARD
absolute pressure transmitter | NA4354 | spare part list | CFIHOS | 2019-04-23 16:27 | 2019-04-23 16:27 | 2019-04-23 16:27 | CR0002 | TERMINATED
accumulator | EA8880 | wiring diagram | ARC | 2019-04-23 16:27 | 2019-04-23 16:27 |  | V1.2 | STANDARD
accumulator | MS4018 | general arrangement diagram | ARC | 2019-04-23 16:27 | 2019-04-23 16:27 |  | V1.2 | STANDARD
accumulator | NA4354 | spare part list | ARC | 2019-04-23 16:27 | 2019-04-23 16:27 |  | V1.2 | STANDARD
accumulator | OA4811 | operating manual | ARC | 2019-04-23 16:27 | 2019-04-23 16:27 |  | V1.2 | STANDARD
accumulator | VA1453 | regulatory compliance certificate | ARC | 2019-04-23 16:27 | 2020-11-27 15:12 |  | CR0032 | STANDARD
aerator | NA4354 | spare part list | CFIHOS | 2019-04-23 16:27 | 2019-04-23 16:27 |  | V1.2 | STANDARD
agitator | MS4018 | general arrangement diagram | ARC | 2019-04-23 16:27 | 2019-04-23 16:27 |  | V1.2 | STANDARD
agitator | NA4354 | spare part list | ARC | 2019-04-23 16:27 | 2019-04-23 16:27 |  | V1.2 | STANDARD
agitator | OA4811 | operating manual | ARC | 2019-04-23 16:27 | 2019-04-23 16:27 |  | V1.2 | STANDARD
agitator | VA1453 | regulatory compliance certificate | ARC | 2019-04-23 16:27 | 2020-11-27 15:12 |  | CR0032 | STANDARD
air balancing unit | NA4354 | spare part list | CFIHOS | 2019-04-23 16:27 | 2019-04-23 16:27 |  | V1.2 | STANDARD
air conditioner | EA2305 | assembly diagram | ARC | 2019-04-23 16:27 | 2019-04-23 16:27 |  | V1.2 | STANDARD
air conditioner | EA3328 | installation manual | ARC | 2019-04-23 16:27 | 2019-04-23 16:27 |  | V1.2 | STANDARD
air conditioner | EA8880 | wiring diagram | ARC | 2019-04-23 16:27 | 2019-04-23 16:27 |  | V1.2 | STANDARD
air conditioner | NA4354 | spare part list | ARC | 2019-04-23 16:27 | 2019-04-23 16:27 |  | V1.2 | STANDARD
air conditioner | NA4810 | maintenance manual | ARC | 2019-04-23 16:27 | 2019-04-23 16:27 |  | V1.2 | STANDARD
air conditioner | OA4811 | operating manual | ARC | 2019-04-23 16:27 | 2019-04-23 16:27 |  | V1.2 | STANDARD
air cooled heat exchanger | NA4354 | spare part list | CFIHOS | 2019-04-23 16:27 | 2019-04-23 16:27 |  | V1.2 | STANDARD
air handling unit | EA8880 | wiring diagram | ARC | 2019-04-23 16:27 | 2019-04-23 16:27 |  | V1.2 | STANDARD
air handling unit | MH4018 | general arrangement diagram | ARC | 2019-04-23 16:27 | 2019-04-23 16:27 |  | V1.2 | STANDARD
air handling unit | MX3328 | installation manual | ARC | 2019-04-23 16:27 | 2019-04-23 16:27 |  | V1.2 | STANDARD
air handling unit | NA4354 | spare part list | ARC | 2019-04-23 16:27 | 2019-04-23 16:27 |  | V1.2 | STANDARD
ignitor | NA4354 | spare part list | CFIHOS | 2019-04-23 16:27 | 2019-04-23 16:27 |  | V1.2 | STANDARD
incinerator | NA4354 | spare part list | CFIHOS | 2019-04-23 16:27 | 2019-04-23 16:27 |  | V1.2 | STANDARD
indicating instrument | NA4354 | spare part list | CFIHOS | 2019-04-23 16:27 | 2019-04-23 16:27 |  | CR0014 | STANDARD
intercom | NA4354 | spare part list | CFIHOS | 2019-04-23 16:27 | 2019-04-23 16:27 |  | V1.2 | STANDARD
interlocking device | NA4354 | spare part list | CFIHOS | 2019-04-23 16:27 | 2019-04-23 16:27 |  | V1.2 | STANDARD
isolator | NA4354 | spare part list | CFIHOS | 2019-04-23 16:27 | 2019-04-23 16:27 |  | V1.2 | STANDARD
junction box | NA4354 | spare part list | CFIHOS | 2019-04-23 16:27 | 2019-04-23 16:27 |  | V1.2 | STANDARD
keyboard | NA4354 | spare part list | CFIHOS | 2019-04-23 16:27 | 2019-04-23 16:27 |  | V1.2 | STANDARD
lamp | NA4354 | spare part list | CFIHOS | 2019-04-23 16:27 | 2019-04-23 16:27 |  | V1.2 | STANDARD
lantern lamp | NA4354 | spare part list | CFIHOS | 2019-04-23 16:27 | 2019-04-23 16:27 | 2019-04-23 16:27 | CR0012 | TERMINATED
lathe | NA4354 | spare part list | CFIHOS | 2019-04-23 16:27 | 2019-04-23 16:27 |  | V1.2 | STANDARD
life boat | NA4354 | spare part list | CFIHOS | 2019-04-23 16:27 | 2019-04-23 16:27 |  | V1.2 | STANDARD
life buoy | NA4354 | spare part list | CFIHOS | 2019-04-23 16:27 | 2019-04-23 16:27 |  | V1.2 | STANDARD
life buoy light | NA4354 | spare part list | CFIHOS | 2019-04-23 16:27 | 2019-04-23 16:27 |  | V1.2 | STANDARD
life raft | NA4354 | spare part list | CFIHOS | 2019-04-23 16:27 | 2019-04-23 16:27 |  | V1.2 | STANDARD
liquid composition analyser | NA4354 | spare part list | CFIHOS | 2019-04-23 16:27 | 2019-04-23 16:27 | 2019-04-23 16:27 | CR0002 | TERMINATED
liquid detector | NA4354 | spare part list | CFIHOS | 2019-04-23 16:27 | 2019-04-23 16:27 |  | V1.2 | STANDARD
liquid ring compressor | NA4354 | spare part list | CFIHOS | 2019-04-23 16:27 | 2019-04-23 16:27 | 2019-04-23 16:27 | CR0009 | TERMINATED
load bank | NA4354 | spare part list | CFIHOS | 2019-04-23 16:27 | 2019-04-23 16:27 | 2019-04-23 16:27 | CR0012 | TERMINATED
load cell | EA8880 | wiring diagram | ARC | 2019-04-23 16:27 | 2019-04-23 16:27 |  | V1.2 | STANDARD
load cell | NA4354 | spare part list | ARC | 2019-04-23 16:27 | 2019-04-23 16:27 |  | V1.2 | STANDARD
load cell | OA4811 | operating manual | ARC | 2019-04-23 16:27 | 2019-04-23 16:27 |  | V1.2 | STANDARD
loading arm | NA4354 | spare part list | CFIHOS | 2019-04-23 16:27 | 2019-04-23 16:27 |  | V1.2 | STANDARD
logic cap | NA4354 | spare part list | CFIHOS | 2019-04-23 16:27 | 2019-04-23 16:27 |  | V1.2 | STANDARD
loudspeaker | NA4354 | spare part list | CFIHOS | 2019-04-23 16:27 | 2019-04-23 16:27 |  | V1.2 | STANDARD
louvre | NA4354 | spare part list | CFIHOS | 2019-04-23 16:27 | 2019-04-23 16:27 |  | V1.2 | STANDARD
low-pass filter | NA4354 | spare part list | CFIHOS | 2019-04-23 16:27 | 2019-04-23 16:27 |  | V1.2 | STANDARD
luminaire | NA4354 | spare part list | CFIHOS | 2019-04-23 16:27 | 2019-04-23 16:27 |  | V1.2 | STANDARD
magnet | NA4354 | spare part list | CFIHOS | 2019-04-23 16:27 | 2019-04-23 16:27 | 2019-04-23 16:27 | CR0012 | TERMINATED
magnetic level gauge | NA4354 | spare part list | CFIHOS | 2019-04-23 16:27 | 2019-04-23 16:27 | 2019-04-23 16:27 | CR0002 | TERMINATED
magnetic level transmitter | NA4354 | spare part list | CFIHOS | 2019-04-23 16:27 | 2019-04-23 16:27 | 2019-04-23 16:27 | CR0002 | TERMINATED
manifold | NA4354 | spare part list | CFIHOS | 2019-04-23 16:27 | 2019-04-23 16:27 |  | V1.2 | STANDARD
manual call point | EA8880 | wiring diagram | ARC | 2019-04-23 16:27 | 2019-04-23 16:27 |  | V1.2 | STANDARD
manual call point | OA4811 | operating manual | ARC | 2019-04-23 16:27 | 2019-04-23 16:27 |  | V1.2 | STANDARD
manual control switch | EA8880 | wiring diagram | ARC | 2019-04-23 16:27 | 2019-04-23 16:27 |  | CR0002 | STANDARD
manual control switch | OA4811 | operating manual | ARC | 2019-04-23 16:27 | 2019-04-23 16:27 |  | V1.2 | STANDARD
mast | NA4354 | spare part list | CFIHOS | 2019-04-23 16:27 | 2019-04-23 16:27 |  | V1.2 | STANDARD
mechanical connector | NA4354 | spare part list | CFIHOS | 2019-04-23 16:27 | 2019-04-23 16:27 |  | V1.2 | STANDARD
mechanical seal | NA4354 | spare part list | CFIHOS | 2019-04-23 16:27 | 2019-04-23 16:27 |  | V1.2 | STANDARD
meter prover | NA4354 | spare part list | CFIHOS | 2019-04-23 16:27 | 2019-04-23 16:27 |  | V1.2 | STANDARD
microphone | NA4354 | spare part list | CFIHOS | 2019-04-23 16:27 | 2019-04-23 16:27 |  | V1.2 | STANDARD
mixer | AA7417 | lessons learned report | ARC | 2019-04-23 16:27 | 2020-11-27 15:11 |  | CR0032 | STANDARD
mixer | BA6065 | welding procedure specification | ARC | 2019-04-23 16:27 | 2019-04-23 16:27 |  | V1.2 | STANDARD
mixer | EA8880 | wiring diagram | ARC | 2019-04-23 16:27 | 2019-04-23 16:27 |  | V1.2 | STANDARD
mixer | MS4018 | general arrangement diagram | ARC | 2019-04-23 16:27 | 2019-04-23 16:27 |  | V1.2 | STANDARD
mixer | NA4354 | spare part list | ARC | 2019-04-23 16:27 | 2019-04-23 16:27 |  | V1.2 | STANDARD
mixer | OA4811 | operating manual | ARC | 2019-04-23 16:27 | 2019-04-23 16:27 |  | V1.2 | STANDARD
mixer | VA1453 | regulatory compliance certificate | ARC | 2019-04-23 16:27 | 2020-11-27 15:13 |  | CR0032 | STANDARD
modem | NA4354 | spare part list | CFIHOS | 2019-04-23 16:27 | 2019-04-23 16:27 |  | V1.2 | STANDARD
mounting bracket | NA4354 | spare part list | CFIHOS | 2019-04-23 16:27 | 2019-04-23 16:27 |  | V1.2 | STANDARD
multi property analyser | NA4354 | spare part list | CFIHOS | 2019-04-23 16:27 | 2019-04-23 16:27 | 2019-04-23 16:27 | CR0002 | TERMINATED
multiplexer | NA4354 | spare part list | CFIHOS | 2019-04-23 16:27 | 2019-04-23 16:27 |  | V1.2 | STANDARD
nitrogen generator | NA4354 | spare part list | CFIHOS | 2019-04-23 16:27 | 2019-04-23 16:27 | 2019-04-23 16:27 | CR0012 | TERMINATED
nozzle | NA4354 | spare part list | CFIHOS | 2019-04-23 16:27 | 2019-04-23 16:27 |  | V1.2 | STANDARD
optical beacon | NA4354 | spare part list | CFIHOS | 2019-04-23 16:27 | 2019-04-23 16:27 |  | V1.2 | STANDARD
overhead projector | NA4354 | spare part list | CFIHOS | 2019-04-23 16:27 | 2019-04-23 16:27 |  | V1.2 | STANDARD
pH element | EA8880 | wiring diagram | ARC | 2019-04-23 16:27 | 2019-04-23 16:27 | 2019-04-23 16:27 | CR0002 | TERMINATED
pH element | NA4354 | spare part list | ARC | 2019-04-23 16:27 | 2019-04-23 16:27 | 2019-04-23 16:27 | CR0002 | TERMINATED
pH element | OA4811 | operating manual | ARC | 2019-04-23 16:27 | 2019-04-23 16:27 | 2019-04-23 16:27 | CR0002 | TERMINATED
pH element | VA1453 | regulatory compliance certificate | ARC | 2019-04-23 16:27 | 2020-11-27 15:03 | 2020-11-27 15:03 | CR0002 | TERMINATED
package | NA4354 | spare part list | CFIHOS | 2019-04-23 16:27 | 2019-04-23 16:27 |  | V1.2 | STANDARD
pager | NA4354 | spare part list | CFIHOS | 2019-04-23 16:27 | 2019-04-23 16:27 |  | V1.2 | STANDARD
paging system | NA4354 | spare part list | CFIHOS | 2019-04-23 16:27 | 2019-04-23 16:27 |  | V1.2 | STANDARD
personal basket | NA4354 | spare part list | CFIHOS | 2019-04-23 16:27 | 2019-04-23 16:27 |  | V1.2 | STANDARD
petrol engine | NA4354 | spare part list | CFIHOS | 2019-04-23 16:27 | 2019-04-23 16:27 | 2019-04-23 16:27 | CR0009 | TERMINATED
ph analyser | NA4354 | spare part list | CFIHOS | 2019-04-23 16:27 | 2019-04-23 16:27 | 2019-04-23 16:27 | CR0002 | TERMINATED
photoelectric device | NA4354 | spare part list | CFIHOS | 2019-04-23 16:27 | 2019-06-04 17:27 | 2019-06-04 17:27 | CR0028 | TERMINATED
pig detector | NA4354 | spare part list | CFIHOS | 2019-04-23 16:27 | 2019-04-23 16:27 |  | V1.2 | STANDARD
pig launcher | NA4354 | spare part list | CFIHOS | 2019-04-23 16:27 | 2019-04-23 16:27 |  | V1.2 | STANDARD
pig receiver | NA4354 | spare part list | CFIHOS | 2019-04-23 16:27 | 2019-04-23 16:27 |  | V1.2 | STANDARD
air handling unit | NA4810 | maintenance manual | ARC | 2019-04-23 16:27 | 2019-04-23 16:27 |  | V1.2 | STANDARD
air handling unit | OA4811 | operating manual | ARC | 2019-04-23 16:27 | 2019-04-23 16:27 |  | V1.2 | STANDARD
alarm unit | NA4354 | spare part list | CFIHOS | 2019-04-23 16:27 | 2019-04-23 16:27 | 2019-04-23 16:27 | CR0014 | TERMINATED
amplifier | NA4354 | spare part list | CFIHOS | 2019-04-23 16:27 | 2019-04-23 16:27 |  | V1.2 | STANDARD
analyser element | NA4354 | spare part list | CFIHOS | 2019-04-23 16:27 | 2019-04-23 16:27 |  | V1.2 | STANDARD
anchor | NA4354 | spare part list | CFIHOS | 2019-04-23 16:27 | 2019-04-23 16:27 |  | V1.2 | STANDARD
anemometer | NA4354 | spare part list | CFIHOS | 2019-04-23 16:27 | 2019-04-23 16:27 |  | CR0014 | STANDARD
annunciator | NA4354 | spare part list | CFIHOS | 2019-04-23 16:27 | 2019-04-23 16:27 | 2019-04-23 16:27 | CR0012 | TERMINATED
anode | NA4354 | spare part list | CFIHOS | 2019-04-23 16:27 | 2019-04-23 16:27 |  | V1.2 | STANDARD
antenna | NA4354 | spare part list | CFIHOS | 2019-04-23 16:27 | 2019-04-23 16:27 |  | V1.2 | STANDARD
attenuator | NA4354 | spare part list | CFIHOS | 2019-04-23 16:27 | 2019-04-23 16:27 |  | V1.2 | STANDARD
axial compressor | NA4354 | spare part list | CFIHOS | 2019-04-23 16:27 | 2019-04-23 16:27 | 2019-04-23 16:27 | CR0009 | TERMINATED
axial displacement transmitter | NA4354 | spare part list | CFIHOS | 2019-04-23 16:27 | 2019-04-23 16:27 |  | V1.2 | STANDARD
balancing damper | NA4354 | spare part list | CFIHOS | 2019-04-23 16:27 | 2019-04-23 16:27 |  | V1.2 | STANDARD
basket | NA4354 | spare part list | CFIHOS | 2019-04-23 16:27 | 2019-04-23 16:27 |  | V1.2 | STANDARD
battery charger | EA2305 | assembly diagram | ARC | 2019-04-23 16:27 | 2019-04-23 16:27 |  | V1.2 | STANDARD
battery charger | EA8880 | wiring diagram | ARC | 2019-04-23 16:27 | 2019-04-23 16:27 |  | V1.2 | STANDARD
battery charger | NA4354 | spare part list | ARC | 2019-04-23 16:27 | 2019-04-23 16:27 |  | V1.2 | STANDARD
battery charger | OA4811 | operating manual | ARC | 2019-04-23 16:27 | 2019-04-23 16:27 |  | V1.2 | STANDARD
beam clamp | NA4354 | spare part list | CFIHOS | 2019-04-23 16:27 | 2019-04-23 16:27 |  | V1.2 | STANDARD
bearing | NA4354 | spare part list | CFIHOS | 2019-04-23 16:27 | 2019-04-23 16:27 |  | V1.2 | STANDARD
bell | NA4354 | spare part list | CFIHOS | 2019-04-23 16:27 | 2019-04-23 16:27 |  | V1.2 | STANDARD
belt conveyor | EA8880 | wiring diagram | ARC | 2019-04-23 16:27 | 2019-04-23 16:27 |  | V1.2 | STANDARD
belt conveyor | MS4018 | general arrangement diagram | ARC | 2019-04-23 16:27 | 2019-04-23 16:27 |  | V1.2 | STANDARD
belt conveyor | NA4354 | spare part list | ARC | 2019-04-23 16:27 | 2019-04-23 16:27 |  | V1.2 | STANDARD
belt conveyor | OA4811 | operating manual | ARC | 2019-04-23 16:27 | 2019-04-23 16:27 |  | V1.2 | STANDARD
belt conveyor | VA1453 | regulatory compliance certificate | ARC | 2019-04-23 16:27 | 2020-11-27 15:12 |  | CR0032 | STANDARD
bicycle | NA4354 | spare part list | CFIHOS | 2019-04-23 16:27 | 2019-04-23 16:27 |  | V1.2 | STANDARD
blow out preventer | NA4354 | spare part list | CFIHOS | 2019-04-23 16:27 | 2019-04-23 16:27 |  | V1.2 | STANDARD
blower | OA4811 | operating manual | ARC | 2019-04-23 16:27 | 2019-04-23 16:27 |  | V1.2 | STANDARD
boiler | NA4354 | spare part list | CFIHOS | 2019-04-23 16:27 | 2019-04-23 16:27 |  | V1.2 | STANDARD
brake | NA4354 | spare part list | CFIHOS | 2019-04-23 16:27 | 2019-04-23 16:27 |  | V1.2 | STANDARD
break glass unit | NA4354 | spare part list | CFIHOS | 2019-04-23 16:27 | 2019-04-23 16:27 |  | V1.2 | STANDARD
breathing apparatus | NA4354 | spare part list | CFIHOS | 2019-04-23 16:27 | 2019-04-23 16:27 |  | V1.2 | STANDARD
buoy | NA4354 | spare part list | CFIHOS | 2019-04-23 16:27 | 2019-04-23 16:27 |  | V1.2 | STANDARD
busbar | NA4354 | spare part list | CFIHOS | 2019-04-23 16:27 | 2019-04-23 16:27 |  | V1.2 | STANDARD
cabinet | NA4354 | spare part list | CFIHOS | 2019-04-23 16:27 | 2019-04-23 16:27 |  | V1.2 | STANDARD
calorimeter | NA4354 | spare part list | CFIHOS | 2019-04-23 16:27 | 2019-04-23 16:27 | 2019-04-23 16:27 | CR0014 | TERMINATED
capacitance level transmitter | EA8880 | wiring diagram | ARC | 2019-04-23 16:27 | 2019-04-23 16:27 | 2019-04-23 16:27 | CR0014 | TERMINATED
capacitance level transmitter | NA4354 | spare part list | ARC | 2019-04-23 16:27 | 2019-04-23 16:27 | 2019-04-23 16:27 | CR0014 | TERMINATED
capacitance level transmitter | OA4811 | operating manual | ARC | 2019-04-23 16:27 | 2019-04-23 16:27 | 2019-04-23 16:27 | CR0014 | TERMINATED
capacitance probe | NA4354 | spare part list | CFIHOS | 2019-04-23 16:27 | 2019-04-23 16:27 | 2019-04-23 16:27 | CR0002 | TERMINATED
capacitor bank | NA4354 | spare part list | CFIHOS | 2019-04-23 16:27 | 2019-04-23 16:27 |  | V1.2 | STANDARD
car | NA4354 | spare part list | CFIHOS | 2019-04-23 16:27 | 2019-04-23 16:27 |  | V1.2 | STANDARD
cctv camera | NA4354 | spare part list | CFIHOS | 2019-04-23 16:27 | 2019-04-23 16:27 |  | V1.2 | STANDARD
centrifugal compressor | EA8880 | wiring diagram | ARC | 2019-04-23 16:27 | 2019-04-23 16:27 | 2019-04-23 16:27 | CR0009 | TERMINATED
centrifugal compressor | MR4018 | general arrangement diagram | ARC | 2019-04-23 16:27 | 2019-04-23 16:27 | 2019-04-23 16:27 | CR0009 | TERMINATED
centrifugal compressor | MX3328 | installation manual | ARC | 2019-04-23 16:27 | 2019-04-23 16:27 | 2019-04-23 16:27 | CR0009 | TERMINATED
centrifugal compressor | NA4354 | spare part list | ARC | 2019-04-23 16:27 | 2019-04-23 16:27 | 2019-04-23 16:27 | CR0009 | TERMINATED
centrifugal compressor | NA4810 | maintenance manual | ARC | 2019-04-23 16:27 | 2019-04-23 16:27 | 2019-04-23 16:27 | CR0009 | TERMINATED
centrifugal compressor | OA4811 | operating manual | ARC | 2019-04-23 16:27 | 2019-04-23 16:27 | 2019-04-23 16:27 | CR0009 | TERMINATED
centrifugal pump | MR4018 | general arrangement diagram | ARC | 2019-04-23 16:27 | 2019-04-23 16:27 | 2019-04-23 16:27 | CR0009 | TERMINATED
centrifugal pump | NA4354 | spare part list | ARC | 2019-04-23 16:27 | 2019-04-23 16:27 | 2019-04-23 16:27 | CR0009 | TERMINATED
centrifugal pump | OA4811 | operating manual | ARC | 2019-04-23 16:27 | 2019-04-23 16:27 | 2019-04-23 16:27 | CR0009 | TERMINATED
centrifugal pump | VA1453 | regulatory compliance certificate | ARC | 2019-04-23 16:27 | 2020-11-27 15:02 | 2020-11-27 15:02 | CR0009 | TERMINATED
centrifuge | BA6008 | commissioning procedure | ARC | 2019-04-23 16:27 | 2019-07-26 11:23 | 2019-07-26 11:23 | CR0027 | TERMINATED
centrifuge | BA6065 | welding procedure specification | ARC | 2019-04-23 16:27 | 2019-04-23 16:27 |  | V1.2 | STANDARD
centrifuge | EA8880 | wiring diagram | ARC | 2019-04-23 16:27 | 2019-04-23 16:27 |  | V1.2 | STANDARD
centrifuge | MS4018 | general arrangement diagram | ARC | 2019-04-23 16:27 | 2019-04-23 16:27 |  | V1.2 | STANDARD
centrifuge | NA4354 | spare part list | ARC | 2019-04-23 16:27 | 2019-04-23 16:27 |  | V1.2 | STANDARD
centrifuge | NA4810 | maintenance manual | ARC | 2019-04-23 16:27 | 2019-04-23 16:27 |  | V1.2 | STANDARD
centrifuge | OA4811 | operating manual | ARC | 2019-04-23 16:27 | 2019-04-23 16:27 |  | V1.2 | STANDARD
centrifuge | VA1453 | regulatory compliance certificate | ARC | 2019-04-23 16:27 | 2020-11-27 15:12 |  | CR0032 | STANDARD
chain | NA4354 | spare part list | CFIHOS | 2019-04-23 16:27 | 2019-04-23 16:27 |  | V1.2 | STANDARD
chain conveyor | NA4354 | spare part list | CFIHOS | 2019-04-23 16:27 | 2019-04-23 16:27 |  | V1.2 | STANDARD
chain hoist | NA4354 | spare part list | CFIHOS | 2019-04-23 16:27 | 2019-04-23 16:27 |  | V1.2 | STANDARD
chamber | NA4354 | spare part list | CFIHOS | 2019-04-23 16:27 | 2019-04-23 16:27 |  | V1.2 | STANDARD
chlorinator | BA6008 | commissioning procedure | ARC | 2019-04-23 16:27 | 2019-04-23 16:27 | 2019-04-23 16:27 | CR0012 | TERMINATED
chlorinator | BA6065 | welding procedure specification | ARC | 2019-04-23 16:27 | 2019-04-23 16:27 | 2019-04-23 16:27 | CR0012 | TERMINATED
chlorinator | EA2305 | assembly diagram | ARC | 2019-04-23 16:27 | 2019-04-23 16:27 | 2019-04-23 16:27 | CR0012 | TERMINATED
chlorinator | EA8880 | wiring diagram | ARC | 2019-04-23 16:27 | 2019-04-23 16:27 | 2019-04-23 16:27 | CR0012 | TERMINATED
chlorinator | MX8611 | pressure test report | ARC | 2019-04-23 16:27 | 2019-04-23 16:27 | 2019-04-23 16:27 | CR0012 | TERMINATED
chlorinator | NA4354 | spare part list | ARC | 2019-04-23 16:27 | 2019-04-23 16:27 | 2019-04-23 16:27 | CR0012 | TERMINATED
chlorinator | NA4810 | maintenance manual | ARC | 2019-04-23 16:27 | 2019-04-23 16:27 | 2019-04-23 16:27 | CR0012 | TERMINATED
chlorinator | OA4811 | operating manual | ARC | 2019-04-23 16:27 | 2019-04-23 16:27 | 2019-04-23 16:27 | CR0012 | TERMINATED
chlorinator | VA1453 | regulatory compliance certificate | ARC | 2019-04-23 16:27 | 2020-11-27 15:02 | 2020-11-27 15:02 | CR0012 | TERMINATED
christmas tree | NA4354 | spare part list | CFIHOS | 2019-04-23 16:27 | 2019-04-23 16:27 |  | V1.2 | STANDARD
circuit-breaker | NA4354 | spare part list | CFIHOS | 2019-04-23 16:27 | 2019-04-23 16:27 |  | V1.2 | STANDARD
cleaning machine | NA4354 | spare part list | CFIHOS | 2019-04-23 16:27 | 2019-04-23 16:27 |  | V1.2 | STANDARD
climbing net | NA4354 | spare part list | CFIHOS | 2019-04-23 16:27 | 2019-04-23 16:27 |  | V1.2 | STANDARD
clock | NA4354 | spare part list | CFIHOS | 2019-04-23 16:27 | 2019-04-23 16:27 |  | V1.2 | STANDARD
cloud point analyser | NA4354 | spare part list | CFIHOS | 2019-04-23 16:27 | 2019-04-23 16:27 | 2019-04-23 16:27 | CR0002 | TERMINATED
clutch | NA4354 | spare part list | CFIHOS | 2019-04-23 16:27 | 2019-04-23 16:27 |  | V1.2 | STANDARD
coalescer | NA4354 | spare part list | CFIHOS | 2019-04-23 16:27 | 2019-04-23 16:27 |  | V1.2 | STANDARD
cold filter plugging point analyser | NA4354 | spare part list | CFIHOS | 2019-04-23 16:27 | 2019-04-23 16:27 | 2019-04-23 16:27 | CR0002 | TERMINATED
colour analyser | NA4354 | spare part list | CFIHOS | 2019-04-23 16:27 | 2019-04-23 16:27 | 2019-04-23 16:27 | CR0002 | TERMINATED
computer | NA4354 | spare part list | CFIHOS | 2019-04-23 16:27 | 2019-04-23 16:27 |  | V1.2 | STANDARD
concentration transmitter | NA4354 | spare part list | CFIHOS | 2019-04-23 16:27 | 2019-04-23 16:27 |  | V1.2 | STANDARD
condenser | MS4018 | general arrangement diagram | ARC | 2019-04-23 16:27 | 2019-04-23 16:27 |  | V1.2 | STANDARD
condenser | MX8611 | pressure test report | ARC | 2019-04-23 16:27 | 2019-04-23 16:27 |  | V1.2 | STANDARD
condenser | OA4811 | operating manual | ARC | 2019-04-23 16:27 | 2019-04-23 16:27 |  | V1.2 | STANDARD
condenser | VA1453 | regulatory compliance certificate | ARC | 2019-04-23 16:27 | 2020-11-27 15:12 |  | CR0032 | STANDARD
conductivity cell | EA8880 | wiring diagram | ARC | 2019-04-23 16:27 | 2019-04-23 16:27 |  | V1.2 | STANDARD
conductivity cell | NA4354 | spare part list | ARC | 2019-04-23 16:27 | 2019-04-23 16:27 |  | V1.2 | STANDARD
conductivity cell | OA4811 | operating manual | ARC | 2019-04-23 16:27 | 2019-04-23 16:27 |  | V1.2 | STANDARD
conductivity cell | VA1453 | regulatory compliance certificate | ARC | 2019-04-23 16:27 | 2020-11-27 15:12 |  | CR0032 | STANDARD
conductivity level transmitter | NA4354 | spare part list | CFIHOS | 2019-04-23 16:27 | 2019-04-23 16:27 | 2019-04-23 16:27 | CR0014 | TERMINATED
conductivity transmitter | EA8880 | wiring diagram | ARC | 2019-04-23 16:27 | 2019-04-23 16:27 |  | V1.2 | STANDARD
conductivity transmitter | NA4354 | spare part list | ARC | 2019-04-23 16:27 | 2019-04-23 16:27 |  | V1.2 | STANDARD
conductivity transmitter | OA4811 | operating manual | ARC | 2019-04-23 16:27 | 2019-04-23 16:27 |  | V1.2 | STANDARD
contactor | NA4354 | spare part list | CFIHOS | 2019-04-23 16:27 | 2019-04-23 16:27 |  | V1.2 | STANDARD
control box | NA4354 | spare part list | CFIHOS | 2019-04-23 16:27 | 2019-04-23 16:27 |  | V1.2 | STANDARD
control module | NA4354 | spare part list | CFIHOS | 2019-04-23 16:27 | 2019-04-23 16:27 |  | V1.2 | STANDARD
control panel | NA4354 | spare part list | CFIHOS | 2019-04-23 16:27 | 2019-04-23 16:27 |  | V1.2 | STANDARD
conveyor | EA8880 | wiring diagram | ARC | 2019-04-23 16:27 | 2019-04-23 16:27 |  | V1.2 | STANDARD
conveyor | MS4018 | general arrangement diagram | ARC | 2019-04-23 16:27 | 2019-04-23 16:27 |  | V1.2 | STANDARD
conveyor | NA4354 | spare part list | ARC | 2019-04-23 16:27 | 2019-04-23 16:27 |  | V1.2 | STANDARD
conveyor | OA4811 | operating manual | ARC | 2019-04-23 16:27 | 2019-04-23 16:27 |  | V1.2 | STANDARD
conveyor | VA1453 | regulatory compliance certificate | ARC | 2019-04-23 16:27 | 2020-11-27 15:12 |  | CR0032 | STANDARD
cooler | NA4354 | spare part list | CFIHOS | 2019-04-23 16:27 | 2019-04-23 16:27 |  | V1.2 | STANDARD
cooling tower | EA8880 | wiring diagram | ARC | 2019-04-23 16:27 | 2019-04-23 16:27 |  | V1.2 | STANDARD
cooling tower | MS4018 | general arrangement diagram | ARC | 2019-04-23 16:27 | 2019-04-23 16:27 |  | V1.2 | STANDARD
cooling tower | MX3328 | installation manual | ARC | 2019-04-23 16:27 | 2019-04-23 16:27 |  | V1.2 | STANDARD
cooling tower | NA4354 | spare part list | ARC | 2019-04-23 16:27 | 2019-04-23 16:27 |  | V1.2 | STANDARD
cooling tower | NA4810 | maintenance manual | ARC | 2019-04-23 16:27 | 2019-04-23 16:27 |  | V1.2 | STANDARD
cooling tower | OA4811 | operating manual | ARC | 2019-04-23 16:27 | 2019-04-23 16:27 |  | V1.2 | STANDARD
coriolis mass flow element | EA8880 | wiring diagram | ARC | 2019-04-23 16:27 | 2019-04-23 16:27 | 2019-04-23 16:27 | CR0002 | TERMINATED
coriolis mass flow element | IN2305 | assembly diagram | ARC | 2019-04-23 16:27 | 2019-04-23 16:27 | 2019-04-23 16:27 | CR0002 | TERMINATED
coriolis mass flow element | NA4354 | spare part list | ARC | 2019-04-23 16:27 | 2019-04-23 16:27 | 2019-04-23 16:27 | CR0002 | TERMINATED
coriolis mass flow element | OA4811 | operating manual | ARC | 2019-04-23 16:27 | 2019-04-23 16:27 | 2019-04-23 16:27 | CR0002 | TERMINATED
coriolis mass flow element | VA1453 | regulatory compliance certificate | ARC | 2019-04-23 16:27 | 2020-11-27 15:02 | 2020-11-27 15:02 | CR0002 | TERMINATED
coriolis mass flow meter | EA8880 | wiring diagram | ARC | 2019-04-23 16:27 | 2019-04-23 16:27 | 2019-04-23 16:27 | CR0002 | TERMINATED
coriolis mass flow meter | NA4354 | spare part list | ARC | 2019-04-23 16:27 | 2019-04-23 16:27 | 2019-04-23 16:27 | CR0002 | TERMINATED
coriolis mass flow meter | OA4811 | operating manual | ARC | 2019-04-23 16:27 | 2019-04-23 16:27 | 2019-04-23 16:27 | CR0002 | TERMINATED
corrosion element | NA4354 | spare part list | CFIHOS | 2019-04-23 16:27 | 2019-04-23 16:27 |  | CR0014 | STANDARD
counter | NA4354 | spare part list | CFIHOS | 2019-04-23 16:27 | 2019-04-23 16:27 |  | V1.2 | STANDARD
coupling | NA4354 | spare part list | CFIHOS | 2019-04-23 16:27 | 2019-04-23 16:27 |  | V1.2 | STANDARD
crane | NA4354 | spare part list | CFIHOS | 2019-04-23 16:27 | 2019-04-23 16:27 |  | V1.2 | STANDARD
crane hook block | NA4354 | spare part list | CFIHOS | 2019-04-23 16:27 | 2019-04-23 16:27 |  | V1.2 | STANDARD
current to current converter | NA4354 | spare part list | CFIHOS | 2019-04-23 16:27 | 2019-04-23 16:27 | 2019-04-23 16:27 | CR0002 | TERMINATED
current to pressure converter | NA4354 | spare part list | CFIHOS | 2019-04-23 16:27 | 2019-04-23 16:27 | 2019-04-23 16:27 | CR0002 | TERMINATED
current to voltage converter | NA4354 | spare part list | CFIHOS | 2019-04-23 16:27 | 2019-04-23 16:27 | 2019-04-23 16:27 | CR0002 | TERMINATED
current transformer | NA4354 | spare part list | CFIHOS | 2019-04-23 16:27 | 2019-04-23 16:27 | 2019-04-23 16:27 | CR0014 | TERMINATED
current transmitter | NA4354 | spare part list | CFIHOS | 2019-04-23 16:27 | 2019-04-23 16:27 |  | V1.2 | STANDARD
cutter | NA4354 | spare part list | CFIHOS | 2019-04-23 16:27 | 2019-04-23 16:27 |  | V1.2 | STANDARD
damper | OA4811 | operating manual | ARC | 2019-04-23 16:27 | 2019-04-23 16:27 |  | V1.2 | STANDARD
degasser | NA4354 | spare part list | CFIHOS | 2019-04-23 16:27 | 2019-04-23 16:27 |  | V1.2 | STANDARD
dehumidifier | NA4354 | spare part list | CFIHOS | 2019-04-23 16:27 | 2019-04-23 16:27 | 2019-04-23 16:27 | CR0012 | TERMINATED
deionizer | BA6008 | commissioning procedure | ARC | 2019-04-23 16:27 | 2019-07-26 11:23 | 2019-07-26 11:23 | CR0027 | TERMINATED
deionizer | BA6065 | welding procedure specification | ARC | 2019-04-23 16:27 | 2019-04-23 16:27 |  | V1.2 | STANDARD
deionizer | EA8880 | wiring diagram | ARC | 2019-04-23 16:27 | 2019-04-23 16:27 |  | V1.2 | STANDARD
deionizer | HX4018 | general arrangement diagram | ARC | 2019-04-23 16:27 | 2019-04-23 16:27 |  | V1.2 | STANDARD
deionizer | MX8611 | pressure test report | ARC | 2019-04-23 16:27 | 2019-04-23 16:27 |  | V1.2 | STANDARD
deionizer | NA4354 | spare part list | ARC | 2019-04-23 16:27 | 2019-04-23 16:27 |  | V1.2 | STANDARD
deionizer | NA4810 | maintenance manual | ARC | 2019-04-23 16:27 | 2019-04-23 16:27 |  | V1.2 | STANDARD
deionizer | OA4811 | operating manual | ARC | 2019-04-23 16:27 | 2019-04-23 16:27 |  | V1.2 | STANDARD
deionizer | VA1453 | regulatory compliance certificate | ARC | 2019-04-23 16:27 | 2020-11-27 15:12 |  | CR0032 | STANDARD
demister | OA4811 | operating manual | ARC | 2019-04-23 16:27 | 2019-04-23 16:27 |  | V1.2 | STANDARD
density analyser | EA8880 | wiring diagram | ARC | 2019-04-23 16:27 | 2019-04-23 16:27 | 2019-04-23 16:27 | CR0002 | TERMINATED
density analyser | NA4354 | spare part list | ARC | 2019-04-23 16:27 | 2019-04-23 16:27 | 2019-04-23 16:27 | CR0002 | TERMINATED
density analyser | OA4811 | operating manual | ARC | 2019-04-23 16:27 | 2019-04-23 16:27 | 2019-04-23 16:27 | CR0002 | TERMINATED
dew point analyser | NA4354 | spare part list | CFIHOS | 2019-04-23 16:27 | 2019-04-23 16:27 | 2019-04-23 16:27 | CR0002 | TERMINATED
dew point transmitter | NA4354 | spare part list | CFIHOS | 2019-04-23 16:27 | 2019-04-23 16:27 |  | V1.2 | STANDARD
diaphragm compressor | NA4354 | spare part list | CFIHOS | 2019-04-23 16:27 | 2019-04-23 16:27 | 2019-04-23 16:27 | CR0009 | TERMINATED
diaphragm pump | MR4018 | general arrangement diagram | ARC | 2019-04-23 16:27 | 2019-04-23 16:27 | 2019-04-23 16:27 | CR0009 | TERMINATED
diaphragm pump | NA4354 | spare part list | ARC | 2019-04-23 16:27 | 2019-04-23 16:27 | 2019-04-23 16:27 | CR0009 | TERMINATED
diaphragm pump | OA4811 | operating manual | ARC | 2019-04-23 16:27 | 2019-04-23 16:27 | 2019-04-23 16:27 | CR0009 | TERMINATED
diaphragm pump | VA1453 | regulatory compliance certificate | ARC | 2019-04-23 16:27 | 2020-11-27 15:02 | 2020-11-27 15:02 | CR0009 | TERMINATED
diaphragm seal | NA4354 | spare part list | CFIHOS | 2019-04-23 16:27 | 2019-04-23 16:27 |  | V1.2 | STANDARD
diesel engine | NA4354 | spare part list | CFIHOS | 2019-04-23 16:27 | 2019-04-23 16:27 | 2019-04-23 16:27 | CR0009 | TERMINATED
differential pressure flow transmitter | NA4354 | spare part list | CFIHOS | 2019-04-23 16:27 | 2019-04-23 16:27 | 2019-04-23 16:27 | CR0002 | TERMINATED
differential pressure gauge | NA4354 | spare part list | CFIHOS | 2019-04-23 16:27 | 2019-04-23 16:27 |  | V1.2 | STANDARD
differential pressure level transmitter | EA8880 | wiring diagram | ARC | 2019-04-23 16:27 | 2019-04-23 16:27 | 2019-04-23 16:27 | CR0002 | TERMINATED
differential pressure level transmitter | NA4354 | spare part list | ARC | 2019-04-23 16:27 | 2019-04-23 16:27 | 2019-04-23 16:27 | CR0002 | TERMINATED
differential pressure level transmitter | OA4811 | operating manual | ARC | 2019-04-23 16:27 | 2019-04-23 16:27 | 2019-04-23 16:27 | CR0002 | TERMINATED
differential pressure switch | NA4354 | spare part list | CFIHOS | 2019-04-23 16:27 | 2019-04-23 16:27 |  | V1.2 | STANDARD
differential pressure transmitter | EA8880 | wiring diagram | ARC | 2019-04-23 16:27 | 2019-04-23 16:27 |  | V1.2 | STANDARD
differential pressure transmitter | NA4354 | spare part list | ARC | 2019-04-23 16:27 | 2019-04-23 16:27 |  | V1.2 | STANDARD
differential pressure transmitter | OA4811 | operating manual | ARC | 2019-04-23 16:27 | 2019-04-23 16:27 |  | V1.2 | STANDARD
directional pneumatic valve | NA4354 | spare part list | CFIHOS | 2019-04-23 16:27 | 2019-04-23 16:27 | 2019-04-23 16:27 | CR0002 | TERMINATED
directional solenoid valve | EA8880 | wiring diagram | ARC | 2019-04-23 16:27 | 2019-04-23 16:27 | 2019-04-23 16:27 | CR0002 | TERMINATED
directional solenoid valve | OA4811 | operating manual | ARC | 2019-04-23 16:27 | 2019-04-23 16:27 | 2019-04-23 16:27 | CR0002 | TERMINATED
displacer chamber | NA4354 | spare part list | CFIHOS | 2019-04-23 16:27 | 2019-04-23 16:27 | 2019-04-23 16:27 | CR0014 | TERMINATED
displacer level transmitter | EA8880 | wiring diagram | ARC | 2019-04-23 16:27 | 2019-04-23 16:27 | 2019-04-23 16:27 | CR0002 | TERMINATED
displacer level transmitter | NA4354 | spare part list | ARC | 2019-04-23 16:27 | 2019-04-23 16:27 | 2019-04-23 16:27 | CR0002 | TERMINATED
displacer level transmitter | OA4811 | operating manual | ARC | 2019-04-23 16:27 | 2019-04-23 16:27 | 2019-04-23 16:27 | CR0002 | TERMINATED
distillation analyser | NA4354 | spare part list | CFIHOS | 2019-04-23 16:27 | 2019-04-23 16:27 | 2019-04-23 16:27 | CR0002 | TERMINATED
distribution board | NA4354 | spare part list | CFIHOS | 2019-04-23 16:27 | 2019-04-23 16:27 |  | V1.2 | STANDARD
document scanner | NA4354 | spare part list | CFIHOS | 2019-04-23 16:27 | 2019-04-23 16:27 |  | V1.2 | STANDARD
drain | NA4354 | spare part list | CFIHOS | 2019-04-23 16:27 | 2019-07-26 11:32 | 2019-07-26 11:32 | CR0013 | TERMINATED
drier | BA6008 | commissioning procedure | ARC | 2019-04-23 16:27 | 2019-07-26 11:23 | 2019-07-26 11:23 | CR0027 | TERMINATED
drier | BA6065 | welding procedure specification | ARC | 2019-04-23 16:27 | 2019-04-23 16:27 |  | V1.2 | STANDARD
drier | EA8880 | wiring diagram | ARC | 2019-04-23 16:27 | 2019-04-23 16:27 |  | V1.2 | STANDARD
drier | HS2107 | safety datasheet | ARC | 2019-04-23 16:27 | 2020-11-27 15:11 |  | CR0032 | STANDARD
drier | MS4018 | general arrangement diagram | ARC | 2019-04-23 16:27 | 2019-04-23 16:27 |  | V1.2 | STANDARD
drier | MX8611 | pressure test report | ARC | 2019-04-23 16:27 | 2019-04-23 16:27 |  | V1.2 | STANDARD
drier | NA4354 | spare part list | ARC | 2019-04-23 16:27 | 2019-04-23 16:27 |  | V1.2 | STANDARD
drier | NA4810 | maintenance manual | ARC | 2019-04-23 16:27 | 2019-04-23 16:27 |  | V1.2 | STANDARD
drier | OA4811 | operating manual | ARC | 2019-04-23 16:27 | 2019-04-23 16:27 |  | V1.2 | STANDARD
drier | VA1453 | regulatory compliance certificate | ARC | 2019-04-23 16:27 | 2020-11-27 15:12 |  | CR0032 | STANDARD
drilling machine | NA4354 | spare part list | CFIHOS | 2019-04-23 16:27 | 2019-04-23 16:27 |  | V1.2 | STANDARD
earth electrode | NA4354 | spare part list | CFIHOS | 2019-04-23 16:27 | 2019-04-23 16:27 |  | V1.2 | STANDARD
earthing resistor | NA4354 | spare part list | CFIHOS | 2019-04-23 16:27 | 2019-04-23 16:27 |  | V1.2 | STANDARD
eductor | OA4811 | operating manual | ARC | 2019-04-23 16:27 | 2019-04-23 16:27 |  | V1.2 | STANDARD
eductor | VA1453 | regulatory compliance certificate | ARC | 2019-04-23 16:27 | 2020-11-27 15:12 |  | CR0032 | STANDARD
electric actuator | EA8880 | wiring diagram | ARC | 2019-04-23 16:27 | 2019-04-23 16:27 | 2019-04-23 16:27 | CR0002 | TERMINATED
electric actuator | OA4811 | operating manual | ARC | 2019-04-23 16:27 | 2019-04-23 16:27 | 2019-04-23 16:27 | CR0002 | TERMINATED
electric generator | NA4354 | spare part list | CFIHOS | 2019-04-23 16:27 | 2019-04-23 16:27 |  | V1.2 | STANDARD
electric heater | EA8880 | wiring diagram | ARC | 2019-04-23 16:27 | 2019-04-23 16:27 |  | V1.2 | STANDARD
electric heater | OA4811 | operating manual | ARC | 2019-04-23 16:27 | 2019-04-23 16:27 |  | V1.2 | STANDARD
electric motor | NA4354 | spare part list | CFIHOS | 2019-04-23 16:27 | 2020-11-27 11:03 |  | CR0032 | STANDARD
electric motor | OA4811 | operating manual | ARC | 2019-04-23 16:27 | 2019-04-23 16:27 |  | V1.2 | STANDARD
electrical heating element | NA4354 | spare part list | CFIHOS | 2019-04-23 16:27 | 2019-07-26 11:31 | 2019-07-26 11:31 | CR0028 | TERMINATED
electrical motor starter | EA2305 | assembly diagram | ARC | 2019-04-23 16:27 | 2019-04-23 16:27 |  | V1.2 | STANDARD
electrical motor starter | EA8880 | wiring diagram | ARC | 2019-04-23 16:27 | 2019-04-23 16:27 |  | V1.2 | STANDARD
electrical motor starter | NA4354 | spare part list | ARC | 2019-04-23 16:27 | 2019-04-23 16:27 |  | V1.2 | STANDARD
electrical motor starter | OA4811 | operating manual | ARC | 2019-04-23 16:27 | 2019-04-23 16:27 |  | V1.2 | STANDARD
electrical socket | NA4354 | spare part list | CFIHOS | 2019-04-23 16:27 | 2019-04-23 16:27 |  | V1.2 | STANDARD
electromagnetic flow element | NA4354 | spare part list | CFIHOS | 2019-04-23 16:27 | 2019-04-23 16:27 | 2019-04-23 16:27 | CR0002 | TERMINATED
electromagnetic flow transmitter | NA4354 | spare part list | CFIHOS | 2019-04-23 16:27 | 2019-04-23 16:27 | 2019-04-23 16:27 | CR0002 | TERMINATED
electronic controller | NA4354 | spare part list | CFIHOS | 2019-04-23 16:27 | 2019-04-23 16:27 | 2019-04-23 16:27 | CR0002 | TERMINATED
electronic flow controller | NA4354 | spare part list | CFIHOS | 2019-04-23 16:27 | 2019-04-23 16:27 | 2019-04-23 16:27 | CR0002 | TERMINATED
electronic frequency converter | NA4354 | spare part list | CFIHOS | 2019-04-23 16:27 | 2019-04-23 16:27 |  | V1.2 | STANDARD
electronic level controller | NA4354 | spare part list | CFIHOS | 2019-04-23 16:27 | 2019-04-23 16:27 | 2019-04-23 16:27 | CR0002 | TERMINATED
electronic power inverter | NA4354 | spare part list | CFIHOS | 2019-04-23 16:27 | 2019-04-23 16:27 |  | V1.2 | STANDARD
electronic pressure controller | NA4354 | spare part list | CFIHOS | 2019-04-23 16:27 | 2019-04-23 16:27 | 2019-04-23 16:27 | CR0002 | TERMINATED
electronic temperature controller | NA4354 | spare part list | CFIHOS | 2019-04-23 16:27 | 2019-04-23 16:27 | 2019-04-23 16:27 | CR0002 | TERMINATED
electrostatic precipitator | BA6065 | welding procedure specification | ARC | 2019-04-23 16:27 | 2019-04-23 16:27 |  | V1.2 | STANDARD
electrostatic precipitator | MS4018 | general arrangement diagram | ARC | 2019-04-23 16:27 | 2019-04-23 16:27 |  | V1.2 | STANDARD
electrostatic precipitator | OA4811 | operating manual | ARC | 2019-04-23 16:27 | 2019-04-23 16:27 |  | V1.2 | STANDARD
electrostatic precipitator | VA1453 | regulatory compliance certificate | ARC | 2019-04-23 16:27 | 2020-11-27 15:12 |  | CR0032 | STANDARD
elevator | NA4354 | spare part list | CFIHOS | 2019-04-23 16:27 | 2019-04-23 16:27 |  | V1.2 | STANDARD
exhaust | OA4811 | operating manual | ARC | 2019-04-23 16:27 | 2019-04-23 16:27 |  | V1.2 | STANDARD
exhaust | VA1453 | regulatory compliance certificate | ARC | 2019-04-23 16:27 | 2020-11-27 15:12 |  | CR0032 | STANDARD
expansion joint | OA4811 | operating manual | ARC | 2019-04-23 16:27 | 2019-04-23 16:27 |  | V1.2 | STANDARD
expansion joint | VA1453 | regulatory compliance certificate | ARC | 2019-04-23 16:27 | 2020-11-27 15:12 |  | CR0032 | STANDARD
extruder | NA4354 | spare part list | CFIHOS | 2019-04-23 16:27 | 2019-04-23 16:27 |  | V1.2 | STANDARD
eye bath | OA4811 | operating manual | ARC | 2019-04-23 16:27 | 2019-04-23 16:27 |  | V1.2 | STANDARD
eye bath | VA1453 | regulatory compliance certificate | ARC | 2019-04-23 16:27 | 2020-11-27 15:12 |  | CR0032 | STANDARD
fall arrestor block | NA4354 | spare part list | CFIHOS | 2019-04-23 16:27 | 2019-04-23 16:27 |  | V1.2 | STANDARD
fan | OA4811 | operating manual | ARC | 2019-04-23 16:27 | 2019-04-23 16:27 |  | V1.2 | STANDARD
fax machine | NA4354 | spare part list | CFIHOS | 2019-04-23 16:27 | 2019-04-23 16:27 |  | V1.2 | STANDARD
feeder | NA4354 | spare part list | CFIHOS | 2019-04-23 16:27 | 2019-04-23 16:27 |  | V1.2 | STANDARD
filter | OA4811 | operating manual | ARC | 2019-04-23 16:27 | 2019-04-23 16:27 |  | V1.2 | STANDARD
filter | VA1453 | regulatory compliance certificate | ARC | 2019-04-23 16:27 | 2020-11-27 15:03 |  | V1.2 | STANDARD
filter cartridge | NA4354 | spare part list | CFIHOS | 2019-04-23 16:27 | 2019-04-23 16:27 |  | V1.2 | STANDARD
fire blanket | NA4354 | spare part list | CFIHOS | 2019-04-23 16:27 | 2019-04-23 16:27 |  | V1.2 | STANDARD
fire damper | OA4811 | operating manual | ARC | 2019-04-23 16:27 | 2019-04-23 16:27 |  | V1.2 | STANDARD
fire door | NA4354 | spare part list | CFIHOS | 2019-04-23 16:27 | 2019-04-23 16:27 |  | V1.2 | STANDARD
fire extinguisher | NA4354 | spare part list | CFIHOS | 2019-04-23 16:27 | 2019-04-23 16:27 |  | V1.2 | STANDARD
fire fighting vehicle | NA4354 | spare part list | CFIHOS | 2019-04-23 16:27 | 2019-04-23 16:27 |  | V1.2 | STANDARD
fire hydrant | NA4354 | spare part list | CFIHOS | 2019-04-23 16:27 | 2019-04-23 16:27 |  | V1.2 | STANDARD
fired heater | EA8880 | wiring diagram | ARC | 2019-04-23 16:27 | 2019-04-23 16:27 |  | V1.2 | STANDARD
fired heater | MS4018 | general arrangement diagram | ARC | 2019-04-23 16:27 | 2019-04-23 16:27 |  | V1.2 | STANDARD
fired heater | MX3328 | installation manual | ARC | 2019-04-23 16:27 | 2019-04-23 16:27 |  | V1.2 | STANDARD
fired heater | NA4354 | spare part list | ARC | 2019-04-23 16:27 | 2019-04-23 16:27 |  | V1.2 | STANDARD
fired heater | NA4810 | maintenance manual | ARC | 2019-04-23 16:27 | 2019-04-23 16:27 |  | V1.2 | STANDARD
fired heater | OA4811 | operating manual | ARC | 2019-04-23 16:27 | 2019-04-23 16:27 |  | V1.2 | STANDARD
firewater monitor | NA4354 | spare part list | CFIHOS | 2019-04-23 16:27 | 2019-04-23 16:27 |  | V1.2 | STANDARD
first aid kit | NA4354 | spare part list | CFIHOS | 2019-04-23 16:27 | 2019-04-23 16:27 |  | V1.2 | STANDARD
flame arrestor | NA4354 | spare part list | CFIHOS | 2019-04-23 16:27 | 2019-04-23 16:27 |  | V1.2 | STANDARD
flame detector | NA4354 | spare part list | CFIHOS | 2019-04-23 16:27 | 2019-04-23 16:27 |  | V1.2 | STANDARD
flame switch | NA4354 | spare part list | CFIHOS | 2019-04-23 16:27 | 2019-04-23 16:27 |  | V1.2 | STANDARD
flange | NA4354 | spare part list | CFIHOS | 2019-04-23 16:27 | 2019-04-23 16:27 |  | V1.2 | STANDARD
flare | NA4354 | spare part list | CFIHOS | 2019-04-23 16:27 | 2019-04-23 16:27 |  | V1.2 | STANDARD
flare tip | NA4354 | spare part list | CFIHOS | 2019-04-23 16:27 | 2019-04-23 16:27 |  | V1.2 | STANDARD
flash drum | NA4354 | spare part list | CFIHOS | 2019-04-23 16:27 | 2019-04-23 16:27 |  | V1.2 | STANDARD
flash light | NA4354 | spare part list | CFIHOS | 2019-04-23 16:27 | 2019-05-14 12:11 | 2019-05-14 12:11 | CR0028 | TERMINATED
flash point analyser | NA4354 | spare part list | CFIHOS | 2019-04-23 16:27 | 2019-04-23 16:27 | 2019-04-23 16:27 | CR0002 | TERMINATED
floodlight | NA4354 | spare part list | CFIHOS | 2019-04-23 16:27 | 2019-04-23 16:27 |  | V1.2 | STANDARD
flow computer | NA4354 | spare part list | CFIHOS | 2019-04-23 16:27 | 2019-04-23 16:27 | 2019-04-23 16:27 | CR0014 | TERMINATED
flow conditioner | NA4354 | spare part list | CFIHOS | 2019-04-23 16:27 | 2019-04-23 16:27 | 2019-04-23 16:27 | CR0002 | TERMINATED
flow gauge | NA4354 | spare part list | ARC | 2019-04-23 16:27 | 2019-04-23 16:27 |  | V1.2 | STANDARD
flow gauge | OA4811 | operating manual | ARC | 2019-04-23 16:27 | 2019-04-23 16:27 |  | V1.2 | STANDARD
flow gauge | VA1453 | regulatory compliance certificate | ARC | 2019-04-23 16:27 | 2020-11-27 15:12 |  | CR0032 | STANDARD
flow orifice plate | NA4354 | spare part list | CFIHOS | 2019-04-23 16:27 | 2019-04-23 16:27 |  | V1.2 | STANDARD
flow regulator | NA4354 | spare part list | CFIHOS | 2019-04-23 16:27 | 2019-04-23 16:27 | 2019-04-23 16:27 | CR0002 | TERMINATED
flow switch | EA8880 | wiring diagram | ARC | 2019-04-23 16:27 | 2019-04-23 16:27 |  | V1.2 | STANDARD
flow switch | NA4354 | spare part list | ARC | 2019-04-23 16:27 | 2019-04-23 16:27 |  | V1.2 | STANDARD
flow switch | OA4811 | operating manual | ARC | 2019-04-23 16:27 | 2019-04-23 16:27 |  | V1.2 | STANDARD
foam trap | NA4354 | spare part list | CFIHOS | 2019-04-23 16:27 | 2019-07-26 11:26 | 2019-07-26 11:26 | CR0013 | TERMINATED
fog detector | NA4354 | spare part list | CFIHOS | 2019-04-23 16:27 | 2019-04-23 16:27 |  | V1.2 | STANDARD
force transmitter | NA4354 | spare part list | CFIHOS | 2019-04-23 16:27 | 2019-04-23 16:27 | 2019-04-23 16:27 | CR0014 | TERMINATED
forklift truck | OA4811 | operating manual | ARC | 2019-04-23 16:27 | 2019-04-23 16:27 |  | V1.2 | STANDARD
forklift truck | VA1453 | regulatory compliance certificate | ARC | 2019-04-23 16:27 | 2020-11-27 15:13 |  | CR0032 | STANDARD
frame | NA4354 | spare part list | CFIHOS | 2019-04-23 16:27 | 2019-04-23 16:27 |  | V1.2 | STANDARD
freezing point analyser | NA4354 | spare part list | CFIHOS | 2019-04-23 16:27 | 2019-04-23 16:27 | 2019-04-23 16:27 | CR0002 | TERMINATED
frequency generator | NA4354 | spare part list | CFIHOS | 2019-04-23 16:27 | 2019-04-23 16:27 | 2019-04-23 16:27 | CR0014 | TERMINATED
frequency to current converter | NA4354 | spare part list | CFIHOS | 2019-04-23 16:27 | 2019-04-23 16:27 | 2019-04-23 16:27 | CR0002 | TERMINATED
funnel | OA4811 | operating manual | ARC | 2019-04-23 16:27 | 2019-04-23 16:27 |  | V1.2 | STANDARD
funnel | VA1453 | regulatory compliance certificate | ARC | 2019-04-23 16:27 | 2020-11-27 15:13 |  | CR0032 | STANDARD
fuse | NA4354 | spare part list | CFIHOS | 2019-04-23 16:27 | 2019-04-23 16:27 |  | V1.2 | STANDARD
fusible plug | NA4354 | spare part list | CFIHOS | 2019-04-23 16:27 | 2019-04-23 16:27 |  | V1.2 | STANDARD
galvanic isolator | NA4354 | spare part list | CFIHOS | 2019-04-23 16:27 | 2019-04-23 16:27 | 2019-04-23 16:27 | CR0012 | TERMINATED
gas composition analyser | NA4354 | spare part list | CFIHOS | 2019-04-23 16:27 | 2019-04-23 16:27 | 2019-04-23 16:27 | CR0002 | TERMINATED
gas cyclone separator | BA6065 | welding procedure specification | ARC | 2019-04-23 16:27 | 2019-07-26 11:25 | 2019-07-26 11:25 | CR0013 | TERMINATED
gas cyclone separator | MS4018 | general arrangement diagram | ARC | 2019-04-23 16:27 | 2019-07-26 11:26 | 2019-07-26 11:26 | CR0013 | TERMINATED
gas cyclone separator | OA4811 | operating manual | ARC | 2019-04-23 16:27 | 2019-07-26 11:26 | 2019-07-26 11:26 | CR0013 | TERMINATED
gas cyclone separator | VA1453 | regulatory compliance certificate | ARC | 2019-04-23 16:27 | 2020-11-27 15:03 | 2020-11-27 15:03 | CR0013 | TERMINATED
gas cylinder | NA4354 | spare part list | CFIHOS | 2019-04-23 16:27 | 2019-07-26 11:25 | 2019-07-26 11:25 | CR0013 | TERMINATED
gas detector | EA8880 | wiring diagram | ARC | 2019-04-23 16:27 | 2019-04-23 16:27 |  | V1.2 | STANDARD
gas detector | NA4354 | spare part list | ARC | 2019-04-23 16:27 | 2019-04-23 16:27 |  | V1.2 | STANDARD
gas detector | OA4811 | operating manual | ARC | 2019-04-23 16:27 | 2019-04-23 16:27 |  | V1.2 | STANDARD
gas engine | NA4354 | spare part list | CFIHOS | 2019-04-23 16:27 | 2019-04-23 16:27 | 2019-04-23 16:27 | CR0009 | TERMINATED
gas turbine | NA4354 | spare part list | CFIHOS | 2019-04-23 16:27 | 2019-07-26 11:25 | 2019-07-26 11:25 | CR0028 | TERMINATED
gasket | NA4354 | spare part list | CFIHOS | 2019-04-23 16:27 | 2019-04-23 16:27 |  | V1.2 | STANDARD
gear box | NA4354 | spare part list | CFIHOS | 2019-04-23 16:27 | 2019-04-23 16:27 |  | V1.2 | STANDARD
gear pump | MR4018 | general arrangement diagram | ARC | 2019-04-23 16:27 | 2019-04-23 16:27 | 2019-04-23 16:27 | CR0009 | TERMINATED
gear pump | NA4354 | spare part list | ARC | 2019-04-23 16:27 | 2019-04-23 16:27 | 2019-04-23 16:27 | CR0009 | TERMINATED
gear pump | OA4811 | operating manual | ARC | 2019-04-23 16:27 | 2019-04-23 16:27 | 2019-04-23 16:27 | CR0009 | TERMINATED
gear pump | VA1453 | regulatory compliance certificate | ARC | 2019-04-23 16:27 | 2020-11-27 15:03 | 2020-11-27 15:03 | CR0009 | TERMINATED
grease injection unit | NA4354 | spare part list | CFIHOS | 2019-04-23 16:27 | 2019-04-23 16:27 |  | V1.2 | STANDARD
grille | NA4354 | spare part list | CFIHOS | 2019-04-23 16:27 | 2019-04-23 16:27 |  | V1.2 | STANDARD
grinding machine | NA4354 | spare part list | CFIHOS | 2019-04-23 16:27 | 2019-04-23 16:27 |  | V1.2 | STANDARD
guide post | NA4354 | spare part list | CFIHOS | 2019-04-23 16:27 | 2019-04-23 16:27 |  | V1.2 | STANDARD
hard disk | NA4354 | spare part list | CFIHOS | 2019-04-23 16:27 | 2019-04-23 16:27 |  | V1.2 | STANDARD
health, safety and environment equipment class | EA8880 | wiring diagram | ARC | 2019-04-23 16:27 | 2019-04-23 16:27 |  | V1.2 | STANDARD
health, safety and environment equipment class | HX4018 | general arrangement diagram | ARC | 2019-04-23 16:27 | 2019-04-23 16:27 |  | V1.2 | STANDARD
health, safety and environment equipment class | NA4354 | spare part list | ARC | 2019-04-23 16:27 | 2019-04-23 16:27 |  | V1.2 | STANDARD
health, safety and environment equipment class | OA4811 | operating manual | ARC | 2019-04-23 16:27 | 2019-04-23 16:27 |  | V1.2 | STANDARD
health, safety and environment equipment class | VA1453 | regulatory compliance certificate | ARC | 2019-04-23 16:27 | 2020-11-27 15:13 |  | CR0032 | STANDARD
heat and smoke detector | NA4354 | spare part list | CFIHOS | 2019-04-23 16:27 | 2019-04-23 16:27 |  | V1.2 | STANDARD
heat exchanger | MS4018 | general arrangement diagram | ARC | 2019-04-23 16:27 | 2019-04-23 16:27 |  | V1.2 | STANDARD
heat exchanger | MX8611 | pressure test report | ARC | 2019-04-23 16:27 | 2019-04-23 16:27 |  | V1.2 | STANDARD
heat exchanger | OA4811 | operating manual | ARC | 2019-04-23 16:27 | 2019-04-23 16:27 |  | V1.2 | STANDARD
heat exchanger | VA1453 | regulatory compliance certificate | ARC | 2019-04-23 16:27 | 2020-11-27 15:13 |  | CR0032 | STANDARD
heater plate | NA4354 | spare part list | CFIHOS | 2019-04-23 16:27 | 2019-04-23 16:27 | 2019-04-23 16:27 | CR0012 | TERMINATED
high-pass filter | NA4354 | spare part list | CFIHOS | 2019-04-23 16:27 | 2019-04-23 16:27 |  | V1.2 | STANDARD
hood | NA4354 | spare part list | CFIHOS | 2019-04-23 16:27 | 2019-04-23 16:27 |  | V1.2 | STANDARD
horn | NA4354 | spare part list | CFIHOS | 2019-04-23 16:27 | 2019-04-23 16:27 |  | V1.2 | STANDARD
hose | NA4354 | spare part list | CFIHOS | 2019-04-23 16:27 | 2019-04-23 16:27 |  | V1.2 | STANDARD
hose reel | OA4811 | operating manual | ARC | 2019-04-23 16:27 | 2019-04-23 16:27 |  | V1.2 | STANDARD
hose reel | VA1453 | regulatory compliance certificate | ARC | 2019-04-23 16:27 | 2020-11-27 15:13 |  | CR0032 | STANDARD
humidifier | OA4811 | operating manual | ARC | 2019-04-23 16:27 | 2019-04-23 16:27 |  | V1.2 | STANDARD
humidity analyser | NA4354 | spare part list | CFIHOS | 2019-04-23 16:27 | 2019-04-23 16:27 | 2019-04-23 16:27 | CR0002 | TERMINATED
hydraulic actuator | NA4354 | spare part list | CFIHOS | 2019-04-23 16:27 | 2019-04-23 16:27 | 2019-04-23 16:27 | CR0002 | TERMINATED
hydraulic connector | NA4354 | spare part list | CFIHOS | 2019-04-23 16:27 | 2019-04-23 16:27 |  | V1.2 | STANDARD
hydraulic controller | NA4354 | spare part list | CFIHOS | 2019-04-23 16:27 | 2019-04-23 16:27 | 2019-04-23 16:27 | CR0002 | TERMINATED
hydraulic cylinder | NA4354 | spare part list | CFIHOS | 2019-04-23 16:27 | 2019-04-23 16:27 |  | V1.2 | STANDARD
hydraulic motor | NA4354 | spare part list | CFIHOS | 2019-04-23 16:27 | 2019-04-23 16:27 |  | V1.2 | STANDARD
hydraulic power supply | NA4354 | spare part list | CFIHOS | 2019-04-23 16:27 | 2019-04-23 16:27 |  | V1.2 | STANDARD
hydraulic press | NA4354 | spare part list | CFIHOS | 2019-04-23 16:27 | 2019-04-23 16:27 |  | V1.2 | STANDARD
hydro cyclone | NA4354 | spare part list | CFIHOS | 2019-04-23 16:27 | 2019-07-26 11:24 | 2019-07-26 11:24 | CR0013 | TERMINATED
hydrostatic pressure level transmitter | NA4354 | spare part list | CFIHOS | 2019-04-23 16:27 | 2019-04-23 16:27 | 2019-04-23 16:27 | CR0002 | TERMINATED
hypochlorite generator | NA4354 | spare part list | CFIHOS | 2019-04-23 16:27 | 2019-04-23 16:27 | 2019-04-23 16:27 | CR0012 | TERMINATED
ice machine | NA4354 | spare part list | CFIHOS | 2019-04-23 16:27 | 2019-04-23 16:27 | 2019-04-23 16:27 | CR0012 | TERMINATED
pig transmitter | NA4354 | spare part list | CFIHOS | 2019-04-23 16:27 | 2019-04-23 16:27 |  | V1.2 | STANDARD
pig trap | NA4354 | spare part list | CFIHOS | 2019-04-23 16:27 | 2019-04-23 16:27 |  | V1.2 | STANDARD
pipe bending machine | NA4354 | spare part list | CFIHOS | 2019-04-23 16:27 | 2019-04-23 16:27 |  | V1.2 | STANDARD
piston compressor | EA8880 | wiring diagram | ARC | 2019-04-23 16:27 | 2019-04-23 16:27 | 2019-04-23 16:27 | CR0009 | TERMINATED
piston compressor | MR4018 | general arrangement diagram | ARC | 2019-04-23 16:27 | 2019-04-23 16:27 | 2019-04-23 16:27 | CR0009 | TERMINATED
piston compressor | MX3328 | installation manual | ARC | 2019-04-23 16:27 | 2019-04-23 16:27 | 2019-04-23 16:27 | CR0009 | TERMINATED
piston compressor | NA4354 | spare part list | ARC | 2019-04-23 16:27 | 2019-04-23 16:27 | 2019-04-23 16:27 | CR0009 | TERMINATED
piston compressor | NA4810 | maintenance manual | ARC | 2019-04-23 16:27 | 2019-04-23 16:27 | 2019-04-23 16:27 | CR0009 | TERMINATED
piston compressor | OA4811 | operating manual | ARC | 2019-04-23 16:27 | 2019-04-23 16:27 | 2019-04-23 16:27 | CR0009 | TERMINATED
piston pump | MR4018 | general arrangement diagram | ARC | 2019-04-23 16:27 | 2019-04-23 16:27 | 2019-04-23 16:27 | CR0009 | TERMINATED
piston pump | NA4354 | spare part list | ARC | 2019-04-23 16:27 | 2019-04-23 16:27 | 2019-04-23 16:27 | CR0009 | TERMINATED
piston pump | OA4811 | operating manual | ARC | 2019-04-23 16:27 | 2019-04-23 16:27 | 2019-04-23 16:27 | CR0009 | TERMINATED
piston pump | VA1453 | regulatory compliance certificate | ARC | 2019-04-23 16:27 | 2020-11-27 15:04 | 2020-11-27 15:04 | CR0009 | TERMINATED
pitot tube | NA4354 | spare part list | CFIHOS | 2019-04-23 16:27 | 2019-04-23 16:27 |  | V1.2 | STANDARD
plate heat exchanger | MS4018 | general arrangement diagram | ARC | 2019-04-23 16:27 | 2019-04-23 16:27 |  | V1.2 | STANDARD
plate heat exchanger | MX8611 | pressure test report | ARC | 2019-04-23 16:27 | 2019-04-23 16:27 |  | V1.2 | STANDARD
plate heat exchanger | OA4811 | operating manual | ARC | 2019-04-23 16:27 | 2019-04-23 16:27 |  | V1.2 | STANDARD
plate heat exchanger | VA1453 | regulatory compliance certificate | ARC | 2019-04-23 16:27 | 2020-11-27 15:13 |  | CR0032 | STANDARD
plunger pump | MR4018 | general arrangement diagram | ARC | 2019-04-23 16:27 | 2019-04-23 16:27 | 2019-04-23 16:27 | CR0009 | TERMINATED
plunger pump | NA4354 | spare part list | ARC | 2019-04-23 16:27 | 2019-04-23 16:27 | 2019-04-23 16:27 | CR0009 | TERMINATED
plunger pump | OA4811 | operating manual | ARC | 2019-04-23 16:27 | 2019-04-23 16:27 | 2019-04-23 16:27 | CR0009 | TERMINATED
plunger pump | VA1453 | regulatory compliance certificate | ARC | 2019-04-23 16:27 | 2020-11-27 15:04 | 2020-11-27 15:04 | CR0009 | TERMINATED
pneumatic actuator | EA8880 | wiring diagram | ARC | 2019-04-23 16:27 | 2019-04-23 16:27 | 2019-04-23 16:27 | CR0002 | TERMINATED
pneumatic actuator | OA4811 | operating manual | ARC | 2019-04-23 16:27 | 2019-04-23 16:27 | 2019-04-23 16:27 | CR0002 | TERMINATED
pneumatic controller | NA4354 | spare part list | CFIHOS | 2019-04-23 16:27 | 2019-04-23 16:27 | 2019-04-23 16:27 | CR0002 | TERMINATED
pneumatic flow controller | NA4354 | spare part list | CFIHOS | 2019-04-23 16:27 | 2019-04-23 16:27 | 2019-04-23 16:27 | CR0002 | TERMINATED
pneumatic level controller | NA4354 | spare part list | CFIHOS | 2019-04-23 16:27 | 2019-04-23 16:27 | 2019-04-23 16:27 | CR0002 | TERMINATED
pneumatic motor | NA4354 | spare part list | CFIHOS | 2019-04-23 16:27 | 2019-04-23 16:27 |  | V1.2 | STANDARD
pneumatic pressure controller | NA4354 | spare part list | CFIHOS | 2019-04-23 16:27 | 2019-04-23 16:27 | 2019-04-23 16:27 | CR0002 | TERMINATED
pneumatic temperature controller | NA4354 | spare part list | CFIHOS | 2019-04-23 16:27 | 2019-04-23 16:27 | 2019-04-23 16:27 | CR0002 | TERMINATED
position transmitter | NA4354 | spare part list | CFIHOS | 2019-04-23 16:27 | 2019-04-23 16:27 |  | V1.2 | STANDARD
positioning system | NA4354 | spare part list | CFIHOS | 2019-04-23 16:27 | 2019-04-23 16:27 |  | V1.2 | STANDARD
positive displacement flow element | NA4354 | spare part list | CFIHOS | 2019-04-23 16:27 | 2019-04-23 16:27 | 2019-04-23 16:27 | CR0002 | TERMINATED
positive displacement flow transmitter | NA4354 | spare part list | CFIHOS | 2019-04-23 16:27 | 2019-04-23 16:27 | 2019-04-23 16:27 | CR0002 | TERMINATED
pour point analyser | NA4354 | spare part list | CFIHOS | 2019-04-23 16:27 | 2019-04-23 16:27 | 2019-04-23 16:27 | CR0002 | TERMINATED
power stabiliser | NA4354 | spare part list | CFIHOS | 2019-04-23 16:27 | 2019-04-23 16:27 |  | V1.2 | STANDARD
power supply unit | NA4354 | spare part list | CFIHOS | 2019-04-23 16:27 | 2019-04-23 16:27 |  | V1.2 | STANDARD
pressure gauge | NA4354 | spare part list | CFIHOS | 2019-04-23 16:27 | 2019-04-23 16:27 |  | V1.2 | STANDARD
pressure memory gauge | NA4354 | spare part list | CFIHOS | 2019-04-23 16:27 | 2019-04-23 16:27 | 2019-04-23 16:27 | CR0002 | TERMINATED
pressure regulator | NA4354 | spare part list | CFIHOS | 2019-04-23 16:27 | 2019-04-23 16:27 | 2019-04-23 16:27 | CR0002 | TERMINATED
pressure switch | EA8880 | wiring diagram | ARC | 2019-04-23 16:27 | 2019-04-23 16:27 |  | V1.2 | STANDARD
pressure switch | NA4354 | spare part list | ARC | 2019-04-23 16:27 | 2019-04-23 16:27 |  | V1.2 | STANDARD
pressure switch | OA4811 | operating manual | ARC | 2019-04-23 16:27 | 2019-04-23 16:27 |  | V1.2 | STANDARD
pressure switch | VA1453 | regulatory compliance certificate | ARC | 2019-04-23 16:27 | 2020-11-27 15:13 |  | CR0032 | STANDARD
pressure to current converter | NA4354 | spare part list | CFIHOS | 2019-04-23 16:27 | 2019-04-23 16:27 | 2019-04-23 16:27 | CR0002 | TERMINATED
printed circuit heat exchanger | NA4354 | spare part list | CFIHOS | 2019-04-23 16:27 | 2019-04-23 16:27 |  | V1.2 | STANDARD
process column | BA6065 | welding procedure specification | ARC | 2019-04-23 16:27 | 2019-04-23 16:27 |  | V1.2 | STANDARD
process column | MS4018 | general arrangement diagram | ARC | 2019-04-23 16:27 | 2019-04-23 16:27 |  | V1.2 | STANDARD
process column | NA4354 | spare part list | ARC | 2019-04-23 16:27 | 2019-04-23 16:27 |  | V1.2 | STANDARD
process column | OA4811 | operating manual | ARC | 2019-04-23 16:27 | 2019-04-23 16:27 |  | V1.2 | STANDARD
process column | VA1453 | regulatory compliance certificate | ARC | 2019-04-23 16:27 | 2020-11-27 15:13 |  | CR0032 | STANDARD
process data acquisition and control | NA4354 | spare part list | CFIHOS | 2019-04-23 16:27 | 2019-04-23 16:27 |  | V1.2 | STANDARD
proximity amplifier | NA4354 | spare part list | CFIHOS | 2019-04-23 16:27 | 2019-04-23 16:27 | 2019-04-23 16:27 | CR0014 | TERMINATED
proximity element | NA4354 | spare part list | CFIHOS | 2019-04-23 16:27 | 2019-04-23 16:27 |  | CR0014 | STANDARD
proximity switch | NA4354 | spare part list | CFIHOS | 2019-04-23 16:27 | 2019-04-23 16:27 | 2019-04-23 16:27 | CR0002 | TERMINATED
public address and alarm system | EA8880 | wiring diagram | ARC | 2019-04-23 16:27 | 2019-04-23 16:27 |  | V1.2 | STANDARD
public address and alarm system | OA4811 | operating manual | ARC | 2019-04-23 16:27 | 2019-04-23 16:27 |  | V1.2 | STANDARD
pulsation damper | NA4354 | spare part list | CFIHOS | 2019-04-23 16:27 | 2019-04-23 16:27 |  | V1.2 | STANDARD
rack | NA4354 | spare part list | CFIHOS | 2019-04-23 16:27 | 2019-04-23 16:27 |  | V1.2 | STANDARD
radar level element | NA4354 | spare part list | CFIHOS | 2019-04-23 16:27 | 2019-04-23 16:27 | 2019-04-23 16:27 | CR0002 | TERMINATED
radar level transmitter | EA8880 | wiring diagram | ARC | 2019-04-23 16:27 | 2019-04-23 16:27 | 2019-04-23 16:27 | CR0002 | TERMINATED
radar level transmitter | NA4354 | spare part list | ARC | 2019-04-23 16:27 | 2019-04-23 16:27 | 2019-04-23 16:27 | CR0002 | TERMINATED
radar level transmitter | OA4811 | operating manual | ARC | 2019-04-23 16:27 | 2019-04-23 16:27 | 2019-04-23 16:27 | CR0002 | TERMINATED
radiator | EA8880 | wiring diagram | ARC | 2019-04-23 16:27 | 2019-04-23 16:27 |  | V1.2 | STANDARD
radiator | OA4811 | operating manual | ARC | 2019-04-23 16:27 | 2019-04-23 16:27 |  | V1.2 | STANDARD
radio caravan | NA4354 | spare part list | CFIHOS | 2019-04-23 16:27 | 2019-04-23 16:27 |  | V1.2 | STANDARD
radio transceiver | NA4354 | spare part list | CFIHOS | 2019-04-23 16:27 | 2019-04-23 16:27 |  | V1.2 | STANDARD
radioactive level transmitter | EA8880 | wiring diagram | ARC | 2019-04-23 16:27 | 2019-04-23 16:27 | 2019-04-23 16:27 | CR0002 | TERMINATED
radioactive level transmitter | NA4354 | spare part list | ARC | 2019-04-23 16:27 | 2019-04-23 16:27 | 2019-04-23 16:27 | CR0002 | TERMINATED
radioactive level transmitter | OA4811 | operating manual | ARC | 2019-04-23 16:27 | 2019-04-23 16:27 | 2019-04-23 16:27 | CR0002 | TERMINATED
reader | NA4354 | spare part list | CFIHOS | 2019-04-23 16:27 | 2019-04-23 16:27 |  | V1.2 | STANDARD
reboiler | NA4354 | spare part list | CFIHOS | 2019-04-23 16:27 | 2019-07-26 11:31 | 2019-07-26 11:31 | CR0013 | TERMINATED
rectifier | NA4354 | spare part list | CFIHOS | 2019-04-23 16:27 | 2019-04-23 16:27 |  | V1.2 | STANDARD
redox analyser | NA4354 | spare part list | CFIHOS | 2019-04-23 16:27 | 2019-04-23 16:27 | 2019-04-23 16:27 | CR0002 | TERMINATED
refrigerator | NA4354 | spare part list | CFIHOS | 2019-04-23 16:27 | 2019-04-23 16:27 | 2019-04-23 16:27 | CR0012 | TERMINATED
relative pressure transmitter | NA4354 | spare part list | CFIHOS | 2019-04-23 16:27 | 2019-04-23 16:27 | 2019-04-23 16:27 | CR0002 | TERMINATED
relay | EA8880 | wiring diagram | ARC | 2019-04-23 16:27 | 2019-04-23 16:27 |  | V1.2 | STANDARD
relay | OA4811 | operating manual | ARC | 2019-04-23 16:27 | 2019-04-23 16:27 |  | V1.2 | STANDARD
relief valve | NA4354 | spare part list | CFIHOS | 2019-04-23 16:27 | 2019-04-23 16:27 |  | V1.2 | STANDARD
remote terminal unit | NA4354 | spare part list | CFIHOS | 2019-04-23 16:27 | 2019-04-23 16:27 |  | V1.2 | STANDARD
resistance temperature element | EA8880 | wiring diagram | ARC | 2019-04-23 16:27 | 2019-04-23 16:27 | 2019-04-23 16:27 | CR0002 | TERMINATED
resistance temperature element | NA4354 | spare part list | ARC | 2019-04-23 16:27 | 2019-04-23 16:27 | 2019-04-23 16:27 | CR0002 | TERMINATED
resistance temperature element | OA4811 | operating manual | ARC | 2019-04-23 16:27 | 2019-04-23 16:27 | 2019-04-23 16:27 | CR0002 | TERMINATED
resistance temperature element | VA1453 | regulatory compliance certificate | ARC | 2019-04-23 16:27 | 2020-11-27 15:04 | 2020-11-27 15:04 | CR0002 | TERMINATED
restriction orifice plate | NA4354 | spare part list | CFIHOS | 2019-04-23 16:27 | 2019-04-23 16:27 |  | V1.2 | STANDARD
rod pump | NA4354 | spare part list | CFIHOS | 2019-04-23 16:27 | 2019-04-23 16:27 | 2019-04-23 16:27 | CR0009 | TERMINATED
roller conveyor | EA8880 | wiring diagram | ARC | 2019-04-23 16:27 | 2019-04-23 16:27 |  | V1.2 | STANDARD
roller conveyor | MS4018 | general arrangement diagram | ARC | 2019-04-23 16:27 | 2019-04-23 16:27 |  | V1.2 | STANDARD
roller conveyor | NA4354 | spare part list | ARC | 2019-04-23 16:27 | 2019-04-23 16:27 |  | V1.2 | STANDARD
roller conveyor | OA4811 | operating manual | ARC | 2019-04-23 16:27 | 2019-04-23 16:27 |  | V1.2 | STANDARD
roller conveyor | VA1453 | regulatory compliance certificate | ARC | 2019-04-23 16:27 | 2020-11-27 15:13 |  | CR0032 | STANDARD
rotameter | NA4354 | spare part list | CFIHOS | 2019-04-23 16:27 | 2019-04-23 16:27 | 2019-04-23 16:27 | CR0002 | TERMINATED
router | NA4354 | spare part list | CFIHOS | 2019-04-23 16:27 | 2019-04-23 16:27 |  | V1.2 | STANDARD
rupture disc | OA4811 | operating manual | ARC | 2019-04-23 16:27 | 2019-04-23 16:27 |  | V1.2 | STANDARD
rupture disc | VA1453 | regulatory compliance certificate | ARC | 2019-04-23 16:27 | 2020-11-27 15:13 |  | CR0032 | STANDARD
safety shower | OA4811 | operating manual | ARC | 2019-04-23 16:27 | 2019-04-23 16:27 |  | V1.2 | STANDARD
safety shower | VA1453 | regulatory compliance certificate | ARC | 2019-04-23 16:27 | 2020-11-27 15:13 |  | CR0032 | STANDARD
safety valve instrument | BA6008 | commissioning procedure | ARC | 2019-04-23 16:27 | 2019-04-23 16:27 | 2019-04-23 16:27 | CR0002 | TERMINATED
safety valve instrument | IN2305 | assembly diagram | ARC | 2019-04-23 16:27 | 2019-04-23 16:27 | 2019-04-23 16:27 | CR0002 | TERMINATED
safety valve instrument | NA4354 | spare part list | ARC | 2019-04-23 16:27 | 2019-04-23 16:27 | 2019-04-23 16:27 | CR0002 | TERMINATED
safety valve instrument | NA4810 | maintenance manual | ARC | 2019-04-23 16:27 | 2019-04-23 16:27 | 2019-04-23 16:27 | CR0002 | TERMINATED
safety valve instrument | OA4811 | operating manual | ARC | 2019-04-23 16:27 | 2019-04-23 16:27 | 2019-04-23 16:27 | CR0002 | TERMINATED
safety valve instrument | VA1453 | regulatory compliance certificate | ARC | 2019-04-23 16:27 | 2020-11-27 15:05 | 2020-11-27 15:05 | CR0002 | TERMINATED
sample loop component | NA4354 | spare part list | CFIHOS | 2019-04-23 16:27 | 2019-04-23 16:27 | 2019-04-23 16:27 | CR0002 | TERMINATED
sampler | NA4354 | spare part list | CFIHOS | 2019-04-23 16:27 | 2019-04-23 16:27 |  | V1.2 | STANDARD
sand detector | NA4354 | spare part list | CFIHOS | 2019-04-23 16:27 | 2019-04-23 16:27 |  | CR0014 | STANDARD
satellite communications terminal | NA4354 | spare part list | CFIHOS | 2019-04-23 16:27 | 2019-07-26 11:55 |  | V1.2 | STANDARD
scraper | NA4354 | spare part list | CFIHOS | 2019-04-23 16:27 | 2019-04-23 16:27 |  | V1.2 | STANDARD
screw compressor | EA8880 | wiring diagram | ARC | 2019-04-23 16:27 | 2019-04-23 16:27 | 2019-04-23 16:27 | CR0009 | TERMINATED
screw compressor | MR4018 | general arrangement diagram | ARC | 2019-04-23 16:27 | 2019-04-23 16:27 | 2019-04-23 16:27 | CR0009 | TERMINATED
screw compressor | MX3328 | installation manual | ARC | 2019-04-23 16:27 | 2019-04-23 16:27 | 2019-04-23 16:27 | CR0009 | TERMINATED
screw compressor | NA4354 | spare part list | ARC | 2019-04-23 16:27 | 2019-04-23 16:27 | 2019-04-23 16:27 | CR0009 | TERMINATED
screw compressor | NA4810 | maintenance manual | ARC | 2019-04-23 16:27 | 2019-04-23 16:27 | 2019-04-23 16:27 | CR0009 | TERMINATED
screw compressor | OA4811 | operating manual | ARC | 2019-04-23 16:27 | 2019-04-23 16:27 | 2019-04-23 16:27 | CR0009 | TERMINATED
screw conveyor | EA8880 | wiring diagram | ARC | 2019-04-23 16:27 | 2019-04-23 16:27 |  | V1.2 | STANDARD
screw conveyor | MS4018 | general arrangement diagram | ARC | 2019-04-23 16:27 | 2019-04-23 16:27 |  | V1.2 | STANDARD
screw conveyor | NA4354 | spare part list | ARC | 2019-04-23 16:27 | 2019-04-23 16:27 |  | V1.2 | STANDARD
screw conveyor | OA4811 | operating manual | ARC | 2019-04-23 16:27 | 2019-04-23 16:27 |  | V1.2 | STANDARD
screw conveyor | VA1453 | regulatory compliance certificate | ARC | 2019-04-23 16:27 | 2020-11-27 15:13 |  | CR0032 | STANDARD
screw pump | MR4018 | general arrangement diagram | ARC | 2019-04-23 16:27 | 2019-04-23 16:27 | 2019-04-23 16:27 | CR0009 | TERMINATED
screw pump | NA4354 | spare part list | ARC | 2019-04-23 16:27 | 2019-04-23 16:27 | 2019-04-23 16:27 | CR0009 | TERMINATED
screw pump | OA4811 | operating manual | ARC | 2019-04-23 16:27 | 2019-04-23 16:27 | 2019-04-23 16:27 | CR0009 | TERMINATED
screw pump | VA1453 | regulatory compliance certificate | ARC | 2019-04-23 16:27 | 2020-11-27 15:05 | 2020-11-27 15:05 | CR0009 | TERMINATED
scrubber | NA4354 | spare part list | CFIHOS | 2019-04-23 16:27 | 2019-07-26 11:30 | 2019-07-26 11:30 | CR0013 | TERMINATED
seal | NA4354 | spare part list | CFIHOS | 2019-04-23 16:27 | 2019-04-23 16:27 |  | V1.2 | STANDARD
selector switch | NA4354 | spare part list | CFIHOS | 2019-04-23 16:27 | 2019-04-23 16:27 | 2019-04-23 16:27 | CR0002 | TERMINATED
settler | NA4354 | spare part list | CFIHOS | 2019-04-23 16:27 | 2019-07-26 11:29 | 2019-07-26 11:29 | CR0013 | TERMINATED
shale shaker | NA4354 | spare part list | CFIHOS | 2019-04-23 16:27 | 2019-04-23 16:27 |  | V1.2 | STANDARD
sheave | NA4354 | spare part list | CFIHOS | 2019-04-23 16:27 | 2019-04-23 16:27 |  | V1.2 | STANDARD
shell | NA4354 | spare part list | CFIHOS | 2019-04-23 16:27 | 2019-04-23 16:27 |  | V1.2 | STANDARD
shell and tube heat exchanger | MS4018 | general arrangement diagram | ARC | 2019-04-23 16:27 | 2019-04-23 16:27 |  | V1.2 | STANDARD
shell and tube heat exchanger | MX8611 | pressure test report | ARC | 2019-04-23 16:27 | 2019-04-23 16:27 |  | V1.2 | STANDARD
shell and tube heat exchanger | OA4811 | operating manual | ARC | 2019-04-23 16:27 | 2019-04-23 16:27 |  | V1.2 | STANDARD
shell and tube heat exchanger | VA1453 | regulatory compliance certificate | ARC | 2019-04-23 16:27 | 2020-11-27 15:13 |  | CR0032 | STANDARD
shut off damper | NA4354 | spare part list | CFIHOS | 2019-04-23 16:27 | 2019-04-23 16:27 |  | V1.2 | STANDARD
side pocket mandrel | NA4354 | spare part list | CFIHOS | 2019-04-23 16:27 | 2019-04-23 16:27 |  | V1.2 | STANDARD
signal lamp | NA4354 | spare part list | CFIHOS | 2019-04-23 16:27 | 2019-04-23 16:27 | 2019-04-23 16:27 | CR0012 | TERMINATED
signal splitter | NA4354 | spare part list | CFIHOS | 2019-04-23 16:27 | 2019-04-23 16:27 |  | V1.2 | STANDARD
silencer | OA4811 | operating manual | ARC | 2019-04-23 16:27 | 2019-04-23 16:27 |  | V1.2 | STANDARD
silencer | VA1453 | regulatory compliance certificate | ARC | 2019-04-23 16:27 | 2020-11-27 15:13 |  | CR0032 | STANDARD
single buoy mooring | NA4354 | spare part list | CFIHOS | 2019-04-23 16:27 | 2019-04-23 16:27 |  | V1.2 | STANDARD
sink | NA4354 | spare part list | CFIHOS | 2019-04-23 16:27 | 2019-04-23 16:27 |  | V1.2 | STANDARD
siren | NA4354 | spare part list | CFIHOS | 2019-04-23 16:27 | 2019-04-23 16:27 | 2019-04-23 16:27 | CR0014 | TERMINATED
skimmer | NA4354 | spare part list | CFIHOS | 2019-04-23 16:27 | 2019-04-23 16:27 |  | V1.2 | STANDARD
slat conveyor | NA4354 | spare part list | CFIHOS | 2019-04-23 16:27 | 2019-04-23 16:27 |  | V1.2 | STANDARD
slug catcher | NA4354 | spare part list | CFIHOS | 2019-04-23 16:27 | 2019-04-23 16:27 |  | V1.2 | STANDARD
smoke detector | NA4354 | spare part list | ARC | 2019-04-23 16:27 | 2019-04-23 16:27 |  | V1.2 | STANDARD
smoke detector | OA4811 | operating manual | ARC | 2019-04-23 16:27 | 2019-04-23 16:27 |  | V1.2 | STANDARD
snatch block | NA4354 | spare part list | CFIHOS | 2019-04-23 16:27 | 2019-04-23 16:27 |  | V1.2 | STANDARD
solenoid | NA4354 | spare part list | CFIHOS | 2019-04-23 16:27 | 2019-04-23 16:27 |  | V1.2 | STANDARD
solid composition analyser | NA4354 | spare part list | CFIHOS | 2019-04-23 16:27 | 2019-04-23 16:27 | 2019-04-23 16:27 | CR0002 | TERMINATED
sound attenuator | OA4811 | operating manual | ARC | 2019-04-23 16:27 | 2019-04-23 16:27 |  | V1.2 | STANDARD
sound pressure level analyser | NA4354 | spare part list | CFIHOS | 2019-04-23 16:27 | 2019-04-23 16:27 | 2019-04-23 16:27 | CR0002 | TERMINATED
spark arrestor | NA4354 | spare part list | CFIHOS | 2019-04-23 16:27 | 2019-04-23 16:27 |  | V1.2 | STANDARD
special tool | NA4354 | spare part list | CFIHOS | 2019-04-23 16:27 | 2019-04-23 16:27 |  | V1.2 | STANDARD
specific gravity analyser | NA4354 | spare part list | CFIHOS | 2019-04-23 16:27 | 2019-04-23 16:27 | 2019-04-23 16:27 | CR0002 | TERMINATED
spectacle blind | NA4354 | spare part list | CFIHOS | 2019-04-23 16:27 | 2019-04-23 16:27 |  | V1.2 | STANDARD
speed transmitter | NA4354 | spare part list | CFIHOS | 2019-04-23 16:27 | 2019-04-23 16:27 |  | V1.2 | STANDARD
spreader bar | NA4354 | spare part list | CFIHOS | 2019-04-23 16:27 | 2019-04-23 16:27 |  | V1.2 | STANDARD
stack | NA4354 | spare part list | CFIHOS | 2019-04-23 16:27 | 2019-04-23 16:27 |  | V1.2 | STANDARD
steam trap | BA6008 | commissioning procedure | ARC | 2019-04-23 16:27 | 2019-07-26 11:23 | 2019-07-26 11:23 | CR0027 | TERMINATED
steam trap | BA6065 | welding procedure specification | ARC | 2019-04-23 16:27 | 2019-04-23 16:27 |  | V1.2 | STANDARD
steam trap | EA8880 | wiring diagram | ARC | 2019-04-23 16:27 | 2019-04-23 16:27 |  | V1.2 | STANDARD
steam trap | MS4018 | general arrangement diagram | ARC | 2019-04-23 16:27 | 2019-04-23 16:27 |  | V1.2 | STANDARD
steam trap | MX8611 | pressure test report | ARC | 2019-04-23 16:27 | 2019-04-23 16:27 |  | V1.2 | STANDARD
steam trap | NA4354 | spare part list | ARC | 2019-04-23 16:27 | 2019-04-23 16:27 |  | V1.2 | STANDARD
steam trap | NA4810 | maintenance manual | ARC | 2019-04-23 16:27 | 2019-04-23 16:27 |  | V1.2 | STANDARD
steam trap | OA4811 | operating manual | ARC | 2019-04-23 16:27 | 2019-04-23 16:27 |  | V1.2 | STANDARD
steam trap | VA1453 | regulatory compliance certificate | ARC | 2019-04-23 16:27 | 2020-11-27 15:14 |  | CR0032 | STANDARD
steam turbine | NA4354 | spare part list | CFIHOS | 2019-04-23 16:27 | 2019-07-26 11:28 | 2019-07-26 11:28 | CR0028 | TERMINATED
strain gauge | NA4354 | spare part list | CFIHOS | 2019-04-23 16:27 | 2019-04-23 16:27 | 2019-04-23 16:27 | CR0014 | TERMINATED
strainer | OA4811 | operating manual | ARC | 2019-04-23 16:27 | 2019-04-23 16:27 |  | V1.2 | STANDARD
strainer | VA1453 | regulatory compliance certificate | ARC | 2019-04-23 16:27 | 2020-11-27 15:14 |  | CR0032 | STANDARD
stripper | NA4354 | spare part list | CFIHOS | 2019-04-23 16:27 | 2019-04-23 16:27 |  | V1.2 | STANDARD
stroke length adjuster | NA4354 | spare part list | CFIHOS | 2019-04-23 16:27 | 2019-04-23 16:27 |  | V1.2 | STANDARD
sump | NA4354 | spare part list | CFIHOS | 2019-04-23 16:27 | 2019-04-23 16:27 |  | V1.2 | STANDARD
switchboard | NA4354 | spare part list | CFIHOS | 2019-04-23 16:27 | 2019-04-23 16:27 |  | V1.2 | STANDARD
swivel joint | NA4354 | spare part list | CFIHOS | 2019-04-23 16:27 | 2019-04-23 16:27 |  | V1.2 | STANDARD
tank | AA7417 | lessons learned report | ARC | 2019-04-23 16:27 | 2020-11-27 15:11 |  | CR0032 | STANDARD
tank | BA6065 | welding procedure specification | ARC | 2019-04-23 16:27 | 2019-04-23 16:27 |  | V1.2 | STANDARD
tank | EA8880 | wiring diagram | ARC | 2019-04-23 16:27 | 2019-04-23 16:27 |  | V1.2 | STANDARD
tank | MS4018 | general arrangement diagram | ARC | 2019-04-23 16:27 | 2019-04-23 16:27 |  | V1.2 | STANDARD
tank | MX8611 | pressure test report | ARC | 2019-04-23 16:27 | 2019-04-23 16:27 |  | V1.2 | STANDARD
tank | NA4354 | spare part list | ARC | 2019-04-23 16:27 | 2019-04-23 16:27 |  | V1.2 | STANDARD
tank | OA4811 | operating manual | ARC | 2019-04-23 16:27 | 2019-04-23 16:27 |  | V1.2 | STANDARD
tank | VA1453 | regulatory compliance certificate | ARC | 2019-04-23 16:27 | 2020-11-27 15:14 |  | CR0032 | STANDARD
tape drive | NA4354 | spare part list | CFIHOS | 2019-04-23 16:27 | 2019-04-23 16:27 |  | V1.2 | STANDARD
telephone | NA4354 | spare part list | CFIHOS | 2019-04-23 16:27 | 2019-04-23 16:27 |  | V1.2 | STANDARD
temperature detector | NA4354 | spare part list | ARC | 2019-04-23 16:27 | 2019-04-23 16:27 |  | V1.2 | STANDARD
temperature detector | OA4811 | operating manual | ARC | 2019-04-23 16:27 | 2019-04-23 16:27 |  | V1.2 | STANDARD
temperature gauge | OA4811 | operating manual | ARC | 2019-04-23 16:27 | 2019-04-23 16:27 |  | V1.2 | STANDARD
temperature regulator | NA4354 | spare part list | CFIHOS | 2019-04-23 16:27 | 2019-04-23 16:27 | 2019-04-23 16:27 | CR0002 | TERMINATED
temperature switch | EA8880 | wiring diagram | ARC | 2019-04-23 16:27 | 2019-04-23 16:27 |  | V1.2 | STANDARD
temperature switch | OA4811 | operating manual | ARC | 2019-04-23 16:27 | 2019-04-23 16:27 |  | V1.2 | STANDARD
temperature transmitter | EA8880 | wiring diagram | ARC | 2019-04-23 16:27 | 2019-04-23 16:27 |  | V1.2 | STANDARD
temperature transmitter | NA4354 | spare part list | ARC | 2019-04-23 16:27 | 2019-04-23 16:27 |  | V1.2 | STANDARD
temperature transmitter | OA4811 | operating manual | ARC | 2019-04-23 16:27 | 2019-04-23 16:27 |  | V1.2 | STANDARD
thermal conductivity analyser | NA4354 | spare part list | CFIHOS | 2019-04-23 16:27 | 2019-04-23 16:27 | 2019-04-23 16:27 | CR0002 | TERMINATED
thermal flow element | EA8880 | wiring diagram | ARC | 2019-04-23 16:27 | 2019-04-23 16:27 | 2019-04-23 16:27 | CR0002 | TERMINATED
thermal flow element | IN2305 | assembly diagram | ARC | 2019-04-23 16:27 | 2019-04-23 16:27 | 2019-04-23 16:27 | CR0002 | TERMINATED
thermal flow element | NA4354 | spare part list | ARC | 2019-04-23 16:27 | 2019-04-23 16:27 | 2019-04-23 16:27 | CR0002 | TERMINATED
thermal flow element | OA4811 | operating manual | ARC | 2019-04-23 16:27 | 2019-04-23 16:27 | 2019-04-23 16:27 | CR0002 | TERMINATED
thermal flow element | VA1453 | regulatory compliance certificate | ARC | 2019-04-23 16:27 | 2020-11-27 15:05 | 2020-11-27 15:05 | CR0002 | TERMINATED
thermal flow transmitter | EA8880 | wiring diagram | ARC | 2019-04-23 16:27 | 2019-04-23 16:27 | 2019-04-23 16:27 | CR0002 | TERMINATED
thermal flow transmitter | NA4354 | spare part list | ARC | 2019-04-23 16:27 | 2019-04-23 16:27 | 2019-04-23 16:27 | CR0002 | TERMINATED
thermal flow transmitter | OA4811 | operating manual | ARC | 2019-04-23 16:27 | 2019-04-23 16:27 | 2019-04-23 16:27 | CR0002 | TERMINATED
thermocouple | EA8880 | wiring diagram | ARC | 2019-04-23 16:27 | 2019-07-26 11:27 | 2019-07-26 11:27 | CR0028 | TERMINATED
thermocouple | NA4354 | spare part list | ARC | 2019-04-23 16:27 | 2019-07-26 11:27 | 2019-07-26 11:27 | CR0028 | TERMINATED
thermocouple | OA4811 | operating manual | ARC | 2019-04-23 16:27 | 2019-07-26 11:27 | 2019-07-26 11:27 | CR0028 | TERMINATED
thermostatic switch | EA8880 | wiring diagram | ARC | 2019-04-23 16:27 | 2019-04-23 16:27 |  | V1.2 | STANDARD
thermostatic switch | OA4811 | operating manual | ARC | 2019-04-23 16:27 | 2019-04-23 16:27 |  | V1.2 | STANDARD
thyristor | NA4354 | spare part list | CFIHOS | 2019-04-23 16:27 | 2019-04-23 16:27 |  | V1.2 | STANDARD
timer | NA4354 | spare part list | CFIHOS | 2019-04-23 16:27 | 2019-04-23 16:27 |  | V1.2 | STANDARD
torque converter | NA4354 | spare part list | CFIHOS | 2019-04-23 16:27 | 2019-04-23 16:27 |  | V1.2 | STANDARD
trailer | NA4354 | spare part list | CFIHOS | 2019-04-23 16:27 | 2019-04-23 16:27 |  | V1.2 | STANDARD
transformer | EA8880 | wiring diagram | ARC | 2019-04-23 16:27 | 2019-07-01 20:41 |  | V1.2 | STANDARD
transformer | OA4811 | operating manual | ARC | 2019-04-23 16:27 | 2021-10-08 15:38 | 2021-10-08 15:38 | CR0012 | TERMINATED
transponder | NA4354 | spare part list | CFIHOS | 2019-04-23 16:27 | 2019-04-23 16:27 |  | V1.2 | STANDARD
trip amplifier | NA4354 | spare part list | CFIHOS | 2019-04-23 16:27 | 2019-04-23 16:27 |  | V1.2 | STANDARD
trolley | NA4354 | spare part list | CFIHOS | 2019-04-23 16:27 | 2019-04-23 16:27 |  | V1.2 | STANDARD
truck | NA4354 | spare part list | CFIHOS | 2019-04-23 16:27 | 2019-04-23 16:27 |  | V1.2 | STANDARD
tubing hanger | NA4354 | spare part list | CFIHOS | 2019-04-23 16:27 | 2019-04-23 16:27 |  | V1.2 | STANDARD
turbine flow meter | EA8880 | wiring diagram | ARC | 2019-04-23 16:27 | 2019-04-23 16:27 | 2019-04-23 16:27 | CR0002 | TERMINATED
turbine flow meter | IN2305 | assembly diagram | ARC | 2019-04-23 16:27 | 2019-04-23 16:27 | 2019-04-23 16:27 | CR0002 | TERMINATED
turbine flow meter | NA4354 | spare part list | ARC | 2019-04-23 16:27 | 2019-04-23 16:27 | 2019-04-23 16:27 | CR0002 | TERMINATED
turbine flow meter | OA4811 | operating manual | ARC | 2019-04-23 16:27 | 2019-04-23 16:27 | 2019-04-23 16:27 | CR0002 | TERMINATED
turbine flow meter | VA1453 | regulatory compliance certificate | ARC | 2019-04-23 16:27 | 2020-11-27 15:05 | 2020-11-27 15:05 | CR0002 | TERMINATED
turbine flow transmitter | EA8880 | wiring diagram | ARC | 2019-04-23 16:27 | 2019-04-23 16:27 | 2019-04-23 16:27 | CR0002 | TERMINATED
turbine flow transmitter | NA4354 | spare part list | ARC | 2019-04-23 16:27 | 2019-04-23 16:27 | 2019-04-23 16:27 | CR0002 | TERMINATED
turbine flow transmitter | OA4811 | operating manual | ARC | 2019-04-23 16:27 | 2019-04-23 16:27 | 2019-04-23 16:27 | CR0002 | TERMINATED
turbo expander | NA4354 | spare part list | CFIHOS | 2019-04-23 16:27 | 2019-04-23 16:27 |  | V1.2 | STANDARD
ultrasonic flow transmitter | NA4354 | spare part list | CFIHOS | 2019-04-23 16:27 | 2019-04-23 16:27 | 2019-04-23 16:27 | CR0002 | TERMINATED
ultrasonic level element | NA4354 | spare part list | CFIHOS | 2019-04-23 16:27 | 2019-04-23 16:27 | 2019-04-23 16:27 | CR0002 | TERMINATED
ultrasonic level transmitter | EA8880 | wiring diagram | ARC | 2019-04-23 16:27 | 2019-04-23 16:27 | 2019-04-23 16:27 | CR0002 | TERMINATED
ultrasonic level transmitter | NA4354 | spare part list | ARC | 2019-04-23 16:27 | 2019-04-23 16:27 | 2019-04-23 16:27 | CR0002 | TERMINATED
ultrasonic level transmitter | OA4811 | operating manual | ARC | 2019-04-23 16:27 | 2019-04-23 16:27 | 2019-04-23 16:27 | CR0002 | TERMINATED
umbilical | NA4354 | spare part list | CFIHOS | 2019-04-23 16:27 | 2019-04-23 16:27 |  | V1.2 | STANDARD
valve (non DCS connected) | NA4354 | spare part list | CFIHOS | 2019-04-23 16:27 | 2019-04-23 16:27 | 2019-04-23 16:27 | CR0002 | TERMINATED
valve extension stem | NA4354 | spare part list | CFIHOS | 2019-04-23 16:27 | 2019-04-23 16:27 | 2019-04-23 16:27 | CR0002 | TERMINATED
vane compressor | NA4354 | spare part list | CFIHOS | 2019-04-23 16:27 | 2019-04-23 16:27 | 2019-04-23 16:27 | CR0009 | TERMINATED
vane pump | NA4354 | spare part list | CFIHOS | 2019-04-23 16:27 | 2019-04-23 16:27 | 2019-04-23 16:27 | CR0009 | TERMINATED
vapour pressure analyser | NA4354 | spare part list | CFIHOS | 2019-04-23 16:27 | 2019-04-23 16:27 | 2019-04-23 16:27 | CR0002 | TERMINATED
venturi tube | NA4354 | spare part list | CFIHOS | 2019-04-23 16:27 | 2019-04-23 16:27 | 2019-04-23 16:27 | CR0002 | TERMINATED
vessel | NA4354 | spare part list | CFIHOS | 2019-04-23 16:27 | 2019-04-23 16:27 |  | V1.2 | STANDARD
vibrating level switch | NA4354 | spare part list | CFIHOS | 2019-04-23 16:27 | 2019-04-23 16:27 | 2019-04-23 16:27 | CR0014 | TERMINATED
vibration element | NA4354 | spare part list | CFIHOS | 2019-04-23 16:27 | 2019-04-23 16:27 |  | CR0005 | STANDARD
vibration switch | NA4354 | spare part list | CFIHOS | 2019-04-23 16:27 | 2019-04-23 16:27 |  | V1.2 | STANDARD
vibration transmitter | EA8880 | wiring diagram | ARC | 2019-04-23 16:27 | 2019-04-23 16:27 |  | V1.2 | STANDARD
vibration transmitter | OA4811 | operating manual | ARC | 2019-04-23 16:27 | 2019-04-23 16:27 |  | V1.2 | STANDARD
video converter | NA4354 | spare part list | CFIHOS | 2019-04-23 16:27 | 2019-04-23 16:27 |  | V1.2 | STANDARD
video monitor | NA4354 | spare part list | CFIHOS | 2019-04-23 16:27 | 2019-04-23 16:27 |  | V1.2 | STANDARD
video recorder | NA4354 | spare part list | CFIHOS | 2019-04-23 16:27 | 2019-04-23 16:27 |  | V1.2 | STANDARD
viscosity analyser | NA4354 | spare part list | CFIHOS | 2019-04-23 16:27 | 2019-04-23 16:27 | 2019-04-23 16:27 | CR0002 | TERMINATED
voltage to current converter | NA4354 | spare part list | CFIHOS | 2019-04-23 16:27 | 2019-04-23 16:27 | 2019-04-23 16:27 | CR0002 | TERMINATED
voltage transformer | NA4354 | spare part list | CFIHOS | 2019-04-23 16:27 | 2019-04-23 16:27 | 2019-04-23 16:27 | CR0002 | TERMINATED
voltage transmitter | NA4354 | spare part list | CFIHOS | 2019-04-23 16:27 | 2019-04-23 16:27 |  | V1.2 | STANDARD
vortex flow transmitter | NA4354 | spare part list | CFIHOS | 2019-04-23 16:27 | 2019-04-23 16:27 | 2019-04-23 16:27 | CR0002 | TERMINATED
waste compactor | BA6008 | commissioning procedure | ARC | 2019-04-23 16:27 | 2019-07-26 11:23 | 2019-07-26 11:23 | CR0027 | TERMINATED
waste compactor | EA8880 | wiring diagram | ARC | 2019-04-23 16:27 | 2019-04-23 16:27 |  | V1.2 | STANDARD
waste compactor | MS4018 | general arrangement diagram | ARC | 2019-04-23 16:27 | 2019-04-23 16:27 |  | V1.2 | STANDARD
waste compactor | NA4354 | spare part list | ARC | 2019-04-23 16:27 | 2019-04-23 16:27 |  | V1.2 | STANDARD
waste compactor | NA4810 | maintenance manual | ARC | 2019-04-23 16:27 | 2019-04-23 16:27 |  | V1.2 | STANDARD
waste compactor | OA4811 | operating manual | ARC | 2019-04-23 16:27 | 2019-04-23 16:27 |  | V1.2 | STANDARD
waste compactor | VA1453 | regulatory compliance certificate | ARC | 2019-04-23 16:27 | 2020-11-27 15:14 |  | CR0032 | STANDARD
water cooler | NA4354 | spare part list | CFIHOS | 2019-04-23 16:27 | 2019-04-23 16:27 |  | V1.2 | STANDARD
water desalination system | BA6008 | commissioning procedure | ARC | 2019-04-23 16:27 | 2019-07-26 11:23 | 2019-07-26 11:23 | CR0027 | TERMINATED
water desalination system | BA6065 | welding procedure specification | ARC | 2019-04-23 16:27 | 2019-04-23 16:27 |  | V1.2 | STANDARD
water desalination system | EA8880 | wiring diagram | ARC | 2019-04-23 16:27 | 2019-04-23 16:27 |  | V1.2 | STANDARD
water desalination system | MS4018 | general arrangement diagram | ARC | 2019-04-23 16:27 | 2019-04-23 16:27 |  | V1.2 | STANDARD
water desalination system | MX8611 | pressure test report | ARC | 2019-04-23 16:27 | 2019-04-23 16:27 |  | V1.2 | STANDARD
water desalination system | NA4354 | spare part list | ARC | 2019-04-23 16:27 | 2019-04-23 16:27 |  | V1.2 | STANDARD
water desalination system | NA4810 | maintenance manual | ARC | 2019-04-23 16:27 | 2019-04-23 16:27 |  | V1.2 | STANDARD
water desalination system | OA4811 | operating manual | ARC | 2019-04-23 16:27 | 2019-04-23 16:27 |  | V1.2 | STANDARD
water desalination system | VA1453 | regulatory compliance certificate | ARC | 2019-04-23 16:27 | 2020-11-27 15:14 |  | CR0032 | STANDARD
water maker | NA4354 | spare part list | CFIHOS | 2019-04-23 16:27 | 2019-04-23 16:27 |  | V1.2 | STANDARD
weight transmitter | EA8880 | wiring diagram | ARC | 2019-04-23 16:27 | 2019-04-23 16:27 |  | V1.2 | STANDARD
weight transmitter | NA4354 | spare part list | ARC | 2019-04-23 16:27 | 2019-04-23 16:27 |  | V1.2 | STANDARD
weight transmitter | OA4811 | operating manual | ARC | 2019-04-23 16:27 | 2019-04-23 16:27 |  | V1.2 | STANDARD
welding set | NA4354 | spare part list | CFIHOS | 2019-04-23 16:27 | 2019-04-23 16:27 |  | V1.2 | STANDARD
well | NA4354 | spare part list | CFIHOS | 2019-04-23 16:27 | 2019-04-23 16:27 |  | V1.2 | STANDARD
wellhead | NA4354 | spare part list | CFIHOS | 2019-04-23 16:27 | 2019-04-23 16:27 |  | V1.2 | STANDARD
winch | NA4354 | spare part list | CFIHOS | 2019-04-23 16:27 | 2019-04-23 16:27 |  | V1.2 | STANDARD
wind sensor | NA4354 | spare part list | CFIHOS | 2019-04-23 16:27 | 2019-04-23 16:27 |  | V1.2 | STANDARD
wire hoist | NA4354 | spare part list | CFIHOS | 2019-04-23 16:27 | 2019-04-23 16:27 |  | V1.2 | STANDARD
wire line unit | NA4354 | spare part list | CFIHOS | 2019-04-23 16:27 | 2019-04-23 16:27 |  | V1.2 | STANDARD
wire sling | NA4354 | spare part list | CFIHOS | 2019-04-23 16:27 | 2019-04-23 16:27 |  | V1.2 | STANDARD
wireless access point | NA4354 | spare part list | CFIHOS | 2019-04-23 16:27 | 2019-04-23 16:27 |  | V1.2 | STANDARD
yoke | NA4354 | spare part list | CFIHOS | 2019-04-23 16:27 | 2019-04-23 16:27 |  | V1.2 | STANDARD

## tag equipment class relationshi
tag class name | tag class CFIHOS unique ID | equipment class name | equipment class CFIHOS unique ID | reason for mapping | created date | modified date | terminated date | change request number | status
capacitor bank | CFIHOS-30000322 | capacitor bank | CFIHOS-30000322 |  | 2019-03-18 09:38 | 2021-10-08 14:11 |  | CR0012 | STANDARD
car | CFIHOS-30000011 | car | CFIHOS-30000011 |  | 2019-05-14 09:41 | 2021-10-08 14:11 |  | CR0028 | STANDARD
cathodic protection system | CFIHOS-30000730 | anode | CFIHOS-30000317 |  | 2021-10-08 14:11 | 2021-10-08 14:11 |  | FR60 | STANDARD
cctv camera | CFIHOS-30000012 | cctv camera | CFIHOS-30000012 |  | 2019-02-26 13:20 | 2021-10-08 14:11 |  | CR0014 | STANDARD
centrifugal compressor | CFIHOS-30000520 | centrifugal compressor | CFIHOS-30000520 |  | 2021-10-08 14:11 | 2021-10-08 14:11 |  | FR60 | STANDARD
centrifugal pump | CFIHOS-30000521 | centrifugal pump | CFIHOS-30000521 |  | 2021-10-08 14:11 | 2021-10-08 14:11 |  | FR60 | STANDARD
centrifuge | CFIHOS-30000522 | centrifuge | CFIHOS-30000522 |  | 2019-02-26 13:20 | 2021-10-08 14:11 |  | CR0013 | STANDARD
chain | CFIHOS-30000596 | chain | CFIHOS-30000596 |  | 2019-05-14 09:41 | 2021-10-08 14:11 |  | CR0028 | STANDARD
chain conveyor | CFIHOS-30000563 | chain conveyor | CFIHOS-30000563 |  | 2019-05-14 09:41 | 2021-10-08 14:11 |  | CR0028 | STANDARD
chain hoist | CFIHOS-30000013 | chain hoist | CFIHOS-30000013 |  | 2019-05-14 09:41 | 2021-10-08 14:11 |  | CR0028 | STANDARD
chamber | CFIHOS-30000300 | chamber | CFIHOS-30000300 |  | 2019-05-14 09:41 | 2021-10-08 14:11 |  | CR0028 | STANDARD
check valve | CFIHOS-30000636 | check valve | CFIHOS-30000636 |  | 2019-02-26 13:20 | 2021-10-08 14:11 |  | CR0028 | TERMINATED
check valve | CFIHOS-30000636 | piston check valve | CFIHOS-30000857 |  | 2019-02-26 13:20 | 2021-10-08 14:11 |  | CR0011 | STANDARD
check valve | CFIHOS-30000636 | swing check valve | CFIHOS-30000873 |  | 2019-02-26 13:20 | 2021-10-08 14:11 |  | CR0011 | STANDARD
check valve | CFIHOS-30000636 | wafer check valve | CFIHOS-30000876 |  | 2019-02-26 13:20 | 2021-10-08 14:11 |  | CR0011 | STANDARD
net oil computer | CFIHOS-30000139 | net oil computer | CFIHOS-30000139 |  | 2019-05-14 09:41 | 2021-10-08 14:11 |  | CR0028 | STANDARD
subsea power and communication unit | CFIHOS-30000953 | subsea power and communication unit | CFIHOS-30000953 |  | 2021-10-08 14:11 | 2021-10-08 14:11 |  | FR52 | STANDARD
subsea suction pile | CFIHOS-30000954 | subsea suction pile | CFIHOS-30000954 |  | 2021-10-08 14:11 | 2021-10-08 14:11 |  | FR52 | STANDARD
UV sterilizer | CFIHOS-30000268 | UV sterilizer | CFIHOS-30000268 |  | 2019-03-18 09:38 | 2021-10-08 14:11 |  | CR0012 | STANDARD
absolute pressure transmitter | CFIHOS-30000395 | absolute pressure transmitter | CFIHOS-30000395 |  | 2021-10-08 14:11 | 2021-10-08 14:11 |  | FR60 | STANDARD
absorber column | CFIHOS-30000800 | absorber column | CFIHOS-30000800 |  | 2021-10-08 14:11 | 2021-10-08 14:11 |  | FR60 | STANDARD
accumulator | CFIHOS-30000315 | accumulator | CFIHOS-30000315 |  | 2019-02-26 13:20 | 2021-10-08 14:11 |  | CR0013 | STANDARD
acoustic enclosure | CFIHOS-30000878 | acoustic enclosure | CFIHOS-30000878 |  | 2021-10-08 14:11 | 2021-10-08 14:11 |  | FR60 | STANDARD
acoustic enclosure | CFIHOS-30000878 | hood | CFIHOS-30000537 |  | 2020-11-23 16:52 | 2021-10-08 14:11 |  | CR0031 | STANDARD
actuator | CFIHOS-30000607 | actuator | CFIHOS-30000607 |  | 2019-02-26 13:20 | 2021-10-08 14:11 |  | CR0028 | TERMINATED
actuator | CFIHOS-30000607 | electric actuator | CFIHOS-30000336 |  | 2019-02-26 13:20 | 2021-10-08 14:11 |  | CR0011 | STANDARD
actuator | CFIHOS-30000607 | hydraulic actuator | CFIHOS-30000433 |  | 2019-02-26 13:20 | 2021-10-08 14:11 |  | CR0011 | STANDARD
actuator | CFIHOS-30000607 | pneumatic actuator | CFIHOS-30000443 |  | 2019-02-26 13:20 | 2021-10-08 14:11 |  | CR0011 | STANDARD
adaptor connector | CFIHOS-30000801 | adaptor connector | CFIHOS-30000801 |  | 2021-10-08 14:11 | 2021-10-08 14:11 |  | FR60 | STANDARD
adsorber column | CFIHOS-30000802 | adsorber column | CFIHOS-30000802 |  | 2021-10-08 14:11 | 2021-10-08 14:11 |  | FR60 | STANDARD
aerator | CFIHOS-30000515 | aerator | CFIHOS-30000515 |  | 2019-05-14 09:41 | 2021-10-08 14:11 |  | CR0028 | STANDARD
agitator | CFIHOS-30000102 | agitator | CFIHOS-30000102 |  | 2019-02-26 13:20 | 2021-10-08 14:11 |  | CR0009 | STANDARD
air balancing unit | CFIHOS-30000103 | air balancing unit | CFIHOS-30000103 |  | 2019-05-14 09:41 | 2021-10-08 14:11 |  | CR0028 | STANDARD
air circuit-breaker | CFIHOS-30000803 | air circuit-breaker | CFIHOS-30000803 |  | 2021-10-08 14:11 | 2021-10-08 14:11 |  | FR60 | STANDARD
air conditioner | CFIHOS-30000382 | air conditioner | CFIHOS-30000382 |  | 2019-03-18 09:38 | 2021-10-08 14:11 |  | CR0012 | STANDARD
air cooled heat exchanger | CFIHOS-30000383 | air cooled heat exchanger | CFIHOS-30000383 |  | 2019-05-14 09:41 | 2021-10-08 14:11 |  | CR0028 | STANDARD
air handling unit | CFIHOS-30000104 | air handling unit | CFIHOS-30000104 |  | 2019-05-14 09:41 | 2021-10-08 14:11 |  | CR0028 | STANDARD
air trap | CFIHOS-30000879 | pipe | CFIHOS-30000496 |  | 2020-11-23 16:52 | 2021-10-08 14:11 |  | CR0031 | STANDARD
aircraft warning light | CFIHOS-30000880 | strobe light | CFIHOS-30000922 |  | 2020-11-23 16:52 | 2021-10-08 14:11 |  | CR0031 | STANDARD
alarm unit | CFIHOS-30000747 | alarm unit | CFIHOS-30000747 |  | 2019-05-14 09:41 | 2021-10-08 14:11 |  | CR0028 | STANDARD
alternating current generator | CFIHOS-30000804 | alternating current generator | CFIHOS-30000804 |  | 2021-10-08 14:11 | 2021-10-08 14:11 |  | FR60 | STANDARD
alternating current motor | CFIHOS-30000805 | alternating current motor | CFIHOS-30000805 |  | 2021-10-08 14:11 | 2021-10-08 14:11 |  | FR60 | STANDARD
amplifier | CFIHOS-30000316 | amplifier | CFIHOS-30000316 |  | 2019-03-18 09:38 | 2021-10-08 14:11 |  | CR0012 | STANDARD
analyser element | CFIHOS-30000105 | analyser element | CFIHOS-30000105 |  | 2019-02-26 13:20 | 2021-10-08 14:11 |  | CR0014 | STANDARD
analysing instrument | CFIHOS-30000106 | cloud point analyser | CFIHOS-30000401 |  | 2019-02-26 13:20 | 2021-10-08 14:11 |  | CR0014 | STANDARD
analysing instrument | CFIHOS-30000106 | cold filter plugging point analyser | CFIHOS-30000019 |  | 2019-02-26 13:20 | 2021-10-08 14:11 |  | CR0014 | STANDARD
analysing instrument | CFIHOS-30000106 | colour analyser | CFIHOS-30000020 |  | 2019-02-26 13:20 | 2021-10-08 14:11 |  | CR0014;FR74 | TERMINATED
analysing instrument | CFIHOS-30000106 | density analyser | CFIHOS-30000413 |  | 2019-02-26 13:20 | 2021-10-08 14:11 |  | CR0014 | STANDARD
analysing instrument | CFIHOS-30000106 | dew point analyser | CFIHOS-30000414 |  | 2019-02-26 13:20 | 2021-10-08 14:11 |  | CR0014 | STANDARD
analysing instrument | CFIHOS-30000106 | distillation analyser | CFIHOS-30000035 |  | 2019-02-26 13:20 | 2021-10-08 14:11 |  | CR0014 | STANDARD
analysing instrument | CFIHOS-30000106 | flash point analyser | CFIHOS-30000426 |  | 2019-02-26 13:20 | 2021-10-08 14:11 |  | CR0014 | STANDARD
analysing instrument | CFIHOS-30000106 | freezing point analyser | CFIHOS-30000068 |  | 2019-02-26 13:20 | 2021-10-08 14:11 |  | CR0014 | STANDARD
analysing instrument | CFIHOS-30000106 | gas chromatograph | CFIHOS-30000834 |  | 2019-02-26 13:20 | 2021-10-08 14:11 |  | CR0014 | STANDARD
analysing instrument | CFIHOS-30000106 | gas composition analyser | CFIHOS-30000074 |  | 2019-02-26 13:20 | 2021-10-08 14:11 |  | CR0014 | STANDARD
analysing instrument | CFIHOS-30000106 | gas liquid chromatograph | CFIHOS-30000835 |  | 2019-02-26 13:20 | 2021-10-08 14:11 |  | CR0014 | STANDARD
analysing instrument | CFIHOS-30000106 | humidity analyser | CFIHOS-30000088 |  | 2019-02-26 13:20 | 2021-10-08 14:11 |  | CR0014 | STANDARD
analysing instrument | CFIHOS-30000106 | liquid composition analyser | CFIHOS-30000120 |  | 2019-02-26 13:20 | 2021-10-08 14:11 |  | CR0014 | STANDARD
analysing instrument | CFIHOS-30000106 | multi property analyser | CFIHOS-30000137 |  | 2019-02-26 13:20 | 2021-10-08 14:11 |  | CR0014 | STANDARD
analysing instrument | CFIHOS-30000106 | ph analyser | CFIHOS-30000440 |  | 2019-02-26 13:20 | 2021-10-08 14:11 |  | CR0014 | STANDARD
analysing instrument | CFIHOS-30000106 | pour point analyser | CFIHOS-30000451 |  | 2019-02-26 13:20 | 2021-10-08 14:11 |  | CR0014 | STANDARD
analysing instrument | CFIHOS-30000106 | redox analyser | CFIHOS-30000206 |  | 2019-02-26 13:20 | 2021-10-08 14:11 |  | CR0014 | STANDARD
analysing instrument | CFIHOS-30000106 | solid composition analyser | CFIHOS-30000242 |  | 2019-02-26 13:20 | 2021-10-08 14:11 |  | CR0014 | STANDARD
analysing instrument | CFIHOS-30000106 | sound pressure level analyser | CFIHOS-30000245 |  | 2019-02-26 13:20 | 2021-10-08 14:11 |  | CR0014 | STANDARD
analysing instrument | CFIHOS-30000106 | specific gravity analyser | CFIHOS-30000248 |  | 2019-02-26 13:20 | 2021-10-08 14:11 |  | CR0014 | STANDARD
analysing instrument | CFIHOS-30000106 | thermal conductivity analyser | CFIHOS-30000477 |  | 2019-02-26 13:20 | 2021-10-08 14:11 |  | CR0014 | STANDARD
analysing instrument | CFIHOS-30000106 | vapour pressure analyser | CFIHOS-30000271 |  | 2019-02-26 13:20 | 2021-10-08 14:11 |  | CR0014 | STANDARD
analysing instrument | CFIHOS-30000106 | viscosity analyser | CFIHOS-30000489 |  | 2019-02-26 13:20 | 2021-10-08 14:11 |  | CR0014 | STANDARD
analysing instrument | CFIHOS-30000106 | wobbe index meter | CFIHOS-30000493 |  | 2019-02-26 13:20 | 2021-10-08 14:11 |  | CR0014 | STANDARD
anchor | CFIHOS-30000510 | anchor | CFIHOS-30000510 |  | 2019-05-14 09:41 | 2021-10-08 14:11 |  | CR0028 | STANDARD
anemometer | CFIHOS-30000286 | anemometer | CFIHOS-30000286 |  | 2019-02-26 13:20 | 2021-10-08 14:11 |  | CR0012 | STANDARD
anode | CFIHOS-30000317 | anode | CFIHOS-30000317 |  | 2019-05-14 09:41 | 2021-10-08 14:11 |  | CR0028 | STANDARD
antenna | CFIHOS-30000397 | antenna | CFIHOS-30000397 |  | 2019-05-14 09:41 | 2021-10-08 14:11 |  | CR0028 | STANDARD
arrestor | CFIHOS-30000511 | arrestor | CFIHOS-30000511 |  | 2019-05-14 09:41 | 2021-10-08 14:11 |  | CR0028 | STANDARD
attenuator | CFIHOS-30000108 | attenuator | CFIHOS-30000108 |  | 2019-05-14 09:41 | 2021-10-08 14:11 |  | CR0028 | STANDARD
automatic identification system | CFIHOS-30000608 | automatic identification system | CFIHOS-30000608 |  | 2019-05-14 09:41 | 2021-10-08 14:11 |  | CR0028 | STANDARD
automatic switching equipment | CFIHOS-30000731 | automatic switching equipment | CFIHOS-30000731 |  | 2019-03-18 09:38 | 2021-10-08 14:11 |  | CR0012 | STANDARD
axial compressor | CFIHOS-30000516 | axial compressor | CFIHOS-30000516 |  | 2021-10-08 14:11 | 2021-10-08 14:11 |  | FR60 | STANDARD
axial displacement element | CFIHOS-30000398 | axial displacement element | CFIHOS-30000398 |  | 2021-10-08 14:11 | 2021-10-08 14:11 |  | FR60 | STANDARD
axial displacement transmitter | CFIHOS-30000109 | axial displacement transmitter | CFIHOS-30000109 |  | 2019-02-26 13:20 | 2021-10-08 14:11 |  | CR0014 | STANDARD
balancing damper | CFIHOS-30000110 | balancing damper | CFIHOS-30000110 |  | 2019-05-14 09:41 | 2021-10-08 14:11 |  | CR0028 | STANDARD
ball control valve | CFIHOS-30000806 | ball control valve | CFIHOS-30000806 |  | 2021-10-08 14:11 | 2021-10-08 14:11 |  | FR60 | STANDARD
ball valve | CFIHOS-30000807 | ball valve | CFIHOS-30000807 |  | 2021-10-08 14:11 | 2021-10-08 14:11 |  | FR60 | STANDARD
basin | CFIHOS-30000297 | basin | CFIHOS-30000297 |  | 2019-05-14 09:41 | 2021-10-08 14:11 |  | CR0028 | STANDARD
basket | CFIHOS-30000298 | basket | CFIHOS-30000298 |  | 2019-05-14 09:41 | 2021-10-08 14:11 |  | CR0028 | STANDARD
battery back-up power supply unit | CFIHOS-30000318 | battery back-up power supply unit | CFIHOS-30000318 |  | 2019-03-18 09:38 | 2021-10-08 14:11 |  | CR0012 | STANDARD
battery charger | CFIHOS-30000319 | battery charger | CFIHOS-30000319 |  | 2019-03-18 09:38 | 2021-10-08 14:11 |  | CR0012 | STANDARD
beam | CFIHOS-30000571 | beam | CFIHOS-30000571 |  | 2019-05-14 09:41 | 2021-10-08 14:11 |  | CR0028 | STANDARD
beam clamp | CFIHOS-30000001 | beam clamp | CFIHOS-30000001 |  | 2019-05-14 09:41 | 2021-10-08 14:11 |  | CR0028 | STANDARD
bearing | CFIHOS-30000517 | bearing | CFIHOS-30000517 |  | 2019-05-14 09:41 | 2021-10-08 14:11 |  | CR0028 | STANDARD
bell | CFIHOS-30000399 | bell | CFIHOS-30000399 |  | 2019-05-14 09:41 | 2021-10-08 14:11 |  | CR0028 | STANDARD
bell nipple | CFIHOS-30000668 | pipe | CFIHOS-30000496 |  | 2021-10-08 14:11 | 2021-10-08 14:11 |  | FR60 | STANDARD
belt conveyor | CFIHOS-30000562 | belt conveyor | CFIHOS-30000562 |  | 2019-05-14 09:41 | 2021-10-08 14:11 |  | CR0028 | STANDARD
bicycle | CFIHOS-30000002 | bicycle | CFIHOS-30000002 |  | 2019-05-14 09:41 | 2021-10-08 14:11 |  | CR0028 | STANDARD
blast rated wall | CFIHOS-30000609 | blast rated wall | CFIHOS-30000609 |  | 2020-11-23 16:52 | 2021-10-08 14:11 |  | CR0031 | STANDARD
block and bleed valve | CFIHOS-30000808 | block and bleed valve | CFIHOS-30000808 |  | 2021-10-08 14:11 | 2021-10-08 14:11 |  | FR60 | STANDARD
blow down valve | CFIHOS-30000635 | ball control valve | CFIHOS-30000806 |  | 2019-02-26 13:20 | 2021-10-08 14:11 |  | CR0011 | STANDARD
blow down valve | CFIHOS-30000635 | butterfly control valve | CFIHOS-30000809 |  | 2019-02-26 13:20 | 2021-10-08 14:11 |  | CR0011 | STANDARD
blow down valve | CFIHOS-30000635 | gate control valve | CFIHOS-30000837 |  | 2019-02-26 13:20 | 2021-10-08 14:11 |  | CR0011 | STANDARD
blow down valve | CFIHOS-30000635 | globe control valve | CFIHOS-30000839 |  | 2019-02-26 13:20 | 2021-10-08 14:11 |  | CR0011 | STANDARD
blow down valve | CFIHOS-30000635 | plug control valve | CFIHOS-30000859 |  | 2019-02-26 13:20 | 2021-10-08 14:11 |  | CR0011 | STANDARD
blow out preventer | CFIHOS-30000003 | blow out preventer | CFIHOS-30000003 |  | 2019-05-14 09:41 | 2021-10-08 14:11 |  | CR0028 | STANDARD
blower | CFIHOS-30000518 | blower | CFIHOS-30000518 |  | 2019-05-14 09:41 | 2021-10-08 14:11 |  | CR0028 | STANDARD
boiler | CFIHOS-30000384 | boiler | CFIHOS-30000384 |  | 2019-05-14 09:41 | 2021-10-08 14:11 |  | CR0028 | STANDARD
brake | CFIHOS-30000519 | brake | CFIHOS-30000519 |  | 2019-05-14 09:41 | 2021-10-08 14:11 |  | CR0028 | STANDARD
break glass unit | CFIHOS-30000004 | break glass unit | CFIHOS-30000004 |  | 2019-05-14 09:41 | 2021-10-08 14:11 |  | CR0028 | STANDARD
breathing apparatus | CFIHOS-30000005 | breathing apparatus | CFIHOS-30000005 |  | 2019-05-14 09:41 | 2021-10-08 14:11 |  | CR0028 | STANDARD
bridge | CFIHOS-30000006 | bridge | CFIHOS-30000006 |  | 2019-05-14 09:41 | 2021-10-08 14:11 |  | CR0028 | STANDARD
bridge bearing | CFIHOS-30000936 | bridge bearing | CFIHOS-30000936 |  | 2021-10-08 14:11 | 2021-10-08 14:11 |  | FR52 | STANDARD
buckle initiator | CFIHOS-30000610 | buckle initiator | CFIHOS-30000610 |  | 2020-11-23 16:52 | 2021-10-08 14:11 |  | CR0031 | STANDARD
bund wall | CFIHOS-30000611 | bund wall | CFIHOS-30000611 |  | 2021-10-08 14:11 | 2021-10-08 14:11 |  | FR60 | STANDARD
buoy | CFIHOS-30000595 | buoy | CFIHOS-30000595 |  | 2019-05-14 09:41 | 2021-10-08 14:11 |  | CR0028 | STANDARD
bus duct | CFIHOS-30000612 | bus duct | CFIHOS-30000612 |  | 2019-03-18 09:38 | 2021-10-08 14:11 |  | CR0012 | STANDARD
busbar | CFIHOS-30000320 | busbar | CFIHOS-30000320 |  | 2019-03-18 09:38 | 2021-10-08 14:11 |  | CR0012 | STANDARD
butterfly control valve | CFIHOS-30000809 | butterfly control valve | CFIHOS-30000809 |  | 2021-10-08 14:11 | 2021-10-08 14:11 |  | FR60 | STANDARD
butterfly valve | CFIHOS-30000810 | butterfly valve | CFIHOS-30000810 |  | 2021-10-08 14:11 | 2021-10-08 14:11 |  | FR60 | STANDARD
cabinet | CFIHOS-30000007 | cabinet | CFIHOS-30000007 |  | 2019-05-14 09:41 | 2021-10-08 14:11 |  | CR0028 | STANDARD
cable reel | CFIHOS-30000321 | cable reel | CFIHOS-30000321 |  | 2019-05-14 09:41 | 2021-10-08 14:11 |  | CR0028 | STANDARD
cable tray | CFIHOS-30000937 | cable tray | CFIHOS-30000937 |  | 2021-10-08 14:11 | 2021-10-08 14:11 |  | FR52 | STANDARD
caisson | CFIHOS-30000008 | caisson | CFIHOS-30000008 |  | 2019-05-14 09:41 | 2021-10-08 14:11 |  | CR0028 | STANDARD
calorimeter | CFIHOS-30000742 | calorimeter | CFIHOS-30000742 |  | 2019-05-14 09:41 | 2021-10-08 14:11 |  | CR0028 | STANDARD
cap | CFIHOS-30000299 | cap | CFIHOS-30000299 |  | 2019-05-14 09:41 | 2021-10-08 14:11 |  | CR0028 | STANDARD
capacitance level transmitter | CFIHOS-30000010 | capacitance level transmitter | CFIHOS-30000010 |  | 2021-10-08 14:11 | 2021-10-08 14:11 |  | FR60 | STANDARD
capacitance probe | CFIHOS-30000400 | capacitance probe | CFIHOS-30000400 |  | 2021-10-08 14:11 | 2021-10-08 14:11 |  | FR60 | STANDARD
capacitor | CFIHOS-30000733 | capacitor | CFIHOS-30000733 |  | 2019-03-18 09:38 | 2021-10-08 14:11 |  | CR0012 | STANDARD
chemical injection unit | CFIHOS-30000706 | chemical injection unit | CFIHOS-30000706 |  | 2019-02-26 13:20 | 2021-10-08 14:11 |  | CR0015 | STANDARD
chimney | CFIHOS-30000014 | chimney | CFIHOS-30000014 |  | 2019-05-14 09:41 | 2021-10-08 14:11 |  | CR0028 | STANDARD
choke control valve | CFIHOS-30000811 | choke control valve | CFIHOS-30000811 |  | 2021-10-08 14:11 | 2021-10-08 14:11 |  | FR60 | STANDARD
choke valve | CFIHOS-30000812 | choke valve | CFIHOS-30000812 |  | 2021-10-08 14:11 | 2021-10-08 14:11 |  | FR60 | STANDARD
christmas tree | CFIHOS-30000494 | christmas tree | CFIHOS-30000494 |  | 2019-05-14 09:41 | 2021-10-08 14:11 |  | CR0028 | STANDARD
circuit-breaker | CFIHOS-30000323 | air circuit-breaker | CFIHOS-30000803 |  | 2019-03-18 09:38 | 2021-10-08 14:11 |  | CR0012 | STANDARD
circuit-breaker | CFIHOS-30000323 | gas-blast circuit-breaker | CFIHOS-30000836 |  | 2019-03-18 09:38 | 2021-10-08 14:11 |  | CR0012 | STANDARD
circuit-breaker | CFIHOS-30000323 | oil circuit-breaker | CFIHOS-30000854 |  | 2019-03-18 09:38 | 2021-10-08 14:11 |  | CR0012 | STANDARD
circuit-breaker | CFIHOS-30000323 | vacuum circuit-breaker | CFIHOS-30000874 |  | 2019-03-18 09:38 | 2021-10-08 14:11 |  | CR0012 | STANDARD
clamp | CFIHOS-30000016 | clamp | CFIHOS-30000016 |  | 2019-05-14 09:41 | 2021-10-08 14:11 |  | CR0028 | STANDARD
cleaning machine | CFIHOS-30000017 | cleaning machine | CFIHOS-30000017 |  | 2019-05-14 09:41 | 2021-10-08 14:11 |  | CR0028 | STANDARD
climbing net | CFIHOS-30000018 | climbing net | CFIHOS-30000018 |  | 2019-05-14 09:41 | 2021-10-08 14:11 |  | CR0028 | STANDARD
clock | CFIHOS-30000324 | clock | CFIHOS-30000324 |  | 2019-02-26 13:20 | 2021-10-08 14:11 |  | CR0014 | STANDARD
cloud point analyser | CFIHOS-30000401 | cloud point analyser | CFIHOS-30000401 |  | 2021-10-08 14:11 | 2021-10-08 14:11 |  | FR60 | STANDARD
clutch | CFIHOS-30000523 | clutch | CFIHOS-30000523 |  | 2019-05-14 09:41 | 2021-10-08 14:11 |  | CR0028 | STANDARD
coalescer | CFIHOS-30000572 | coalescer | CFIHOS-30000572 |  | 2019-02-26 13:20 | 2021-10-08 14:11 |  | CR0013 | STANDARD
cold filter plugging point analyser | CFIHOS-30000019 | cold filter plugging point analyser | CFIHOS-30000019 |  | 2021-10-08 14:11 | 2021-10-08 14:11 |  | FR60 | STANDARD
cold storage unit | CFIHOS-30000741 | galley equipment | CFIHOS-30000644 |  | 2021-10-08 14:11 | 2021-10-08 14:11 |  | FR60 | STANDARD
compass | CFIHOS-30000613 | compass | CFIHOS-30000613 |  | 2019-05-14 09:41 | 2021-10-08 14:11 |  | CR0028 | STANDARD
compensator | CFIHOS-30000637 | compensator | CFIHOS-30000637 |  | 2019-05-14 09:41 | 2021-10-08 14:11 |  | CR0028 | STANDARD
compressor | CFIHOS-30000524 | axial compressor | CFIHOS-30000516 |  | 2019-02-26 13:20 | 2021-10-08 14:11 |  | CR0009 | STANDARD
compressor | CFIHOS-30000524 | centrifugal compressor | CFIHOS-30000520 |  | 2019-02-26 13:20 | 2021-10-08 14:11 |  | CR0009 | STANDARD
compressor | CFIHOS-30000524 | diaphragm compressor | CFIHOS-30000525 |  | 2019-02-26 13:20 | 2021-10-08 14:11 |  | CR0009;CR0028 | TERMINATED
compressor | CFIHOS-30000524 | liquid ring compressor | CFIHOS-30000540 |  | 2019-02-26 13:20 | 2021-10-08 14:11 |  | CR0009;CR0028 | TERMINATED
compressor | CFIHOS-30000524 | piston compressor | CFIHOS-30000545 |  | 2019-02-26 13:20 | 2021-10-08 14:11 |  | CR0009;CR0028 | TERMINATED
compressor | CFIHOS-30000524 | reciprocating compressor | CFIHOS-30000551 |  | 2019-02-26 13:20 | 2021-10-08 14:11 |  | CR0009 | STANDARD
compressor | CFIHOS-30000524 | rotary compressor | CFIHOS-30000552 |  | 2019-02-26 13:20 | 2021-10-08 14:11 |  | CR0009 | STANDARD
compressor | CFIHOS-30000524 | screw compressor | CFIHOS-30000553 |  | 2019-02-26 13:20 | 2021-10-08 14:11 |  | CR0009;CR0028 | TERMINATED
compressor | CFIHOS-30000524 | vane compressor | CFIHOS-30000559 |  | 2019-02-26 13:20 | 2021-10-08 14:11 |  | CR0009;CR0028 | TERMINATED
computer | CFIHOS-30000402 | computer | CFIHOS-30000402 |  | 2019-05-14 09:41 | 2021-10-08 14:11 |  | CR0028 | STANDARD
concentration transmitter | CFIHOS-30000021 | concentration transmitter | CFIHOS-30000021 |  | 2019-02-26 13:20 | 2021-10-08 14:11 |  | CR0014 | STANDARD
condenser | CFIHOS-30000385 | condenser | CFIHOS-30000385 |  | 2019-05-14 09:41 | 2021-10-08 14:11 |  | CR0028 | STANDARD
conductivity cell | CFIHOS-30000403 | conductivity cell | CFIHOS-30000403 |  | 2019-02-26 13:20 | 2021-10-08 14:11 |  | CR0014 | STANDARD
conductivity level transmitter | CFIHOS-30000404 | conductivity level transmitter | CFIHOS-30000404 |  | 2021-10-08 14:11 | 2021-10-08 14:11 |  | FR60 | STANDARD
conductivity transmitter | CFIHOS-30000325 | conductivity transmitter | CFIHOS-30000325 |  | 2019-02-26 13:20 | 2021-10-08 14:11 |  | CR0014 | STANDARD
constant volume regulator | CFIHOS-30000882 | constant volume regulator | CFIHOS-30000882 |  | 2020-11-23 16:52 | 2021-10-08 14:11 |  | CR0031 | STANDARD
contactor | CFIHOS-30000326 | contactor | CFIHOS-30000326 |  | 2019-03-18 09:38 | 2021-10-08 14:11 |  | CR0012 | STANDARD
contactor column | CFIHOS-30000814 | contactor column | CFIHOS-30000814 |  | 2021-10-08 14:11 | 2021-10-08 14:11 |  | FR60 | STANDARD
container | CFIHOS-30000939 | container | CFIHOS-30000939 |  | 2021-10-08 14:11 | 2021-10-08 14:11 |  | FR52 | STANDARD
control box | CFIHOS-30000405 | control box | CFIHOS-30000405 |  | 2019-03-18 09:38 | 2021-10-08 14:11 |  | CR0012 | STANDARD
control module | CFIHOS-30000022 | control module | CFIHOS-30000022 |  | 2019-03-18 09:38 | 2021-10-08 14:11 |  | CR0012 | STANDARD
control panel | CFIHOS-30000327 | control panel | CFIHOS-30000327 |  | 2019-03-18 09:38 | 2021-10-08 14:11 |  | CR0012 | STANDARD
control valve | CFIHOS-30000638 | ball control valve | CFIHOS-30000806 |  | 2019-02-26 13:20 | 2021-10-08 14:11 |  | CR0011 | STANDARD
control valve | CFIHOS-30000638 | butterfly control valve | CFIHOS-30000809 |  | 2019-02-26 13:20 | 2021-10-08 14:11 |  | CR0011 | STANDARD
control valve | CFIHOS-30000638 | choke control valve | CFIHOS-30000811 |  | 2019-02-26 13:20 | 2021-10-08 14:11 |  | CR0011 | STANDARD
control valve | CFIHOS-30000638 | diaphragm control valve | CFIHOS-30000817 |  | 2019-02-26 13:20 | 2021-10-08 14:11 |  | CR0011 | STANDARD
control valve | CFIHOS-30000638 | eccentric rotating disc control valve | CFIHOS-30000824 |  | 2019-02-26 13:20 | 2021-10-08 14:11 |  | CR0011 | STANDARD
on-off valve | CFIHOS-30000651 | plug control valve | CFIHOS-30000859 |  | 2019-02-26 13:20 | 2021-10-08 14:11 |  | CR0011;CR0032 | TERMINATED
optical beacon | CFIHOS-30000164 | optical beacon | CFIHOS-30000164 |  | 2019-05-14 09:41 | 2021-10-08 14:11 |  | CR0028 | STANDARD
overhead projector | CFIHOS-30000165 | overhead projector | CFIHOS-30000165 |  | 2019-05-14 09:41 | 2021-10-08 14:11 |  | CR0028 | STANDARD
overhead runway beam | CFIHOS-30000166 | overhead runway beam | CFIHOS-30000166 |  | 2019-05-14 09:41 | 2021-10-08 14:11 |  | CR0028 | STANDARD
oxidation reduction potential element | CFIHOS-30000855 | oxidation reduction potential element | CFIHOS-30000855 |  | 2021-10-08 14:11 | 2021-10-08 14:11 |  | FR60 | STANDARD
pH element | CFIHOS-30000173 | pH element | CFIHOS-30000173 |  | 2021-10-08 14:11 | 2021-10-08 14:11 |  | FR60 | STANDARD
package | CFIHOS-30000168 | package | CFIHOS-30000168 |  | 2019-05-14 09:41 | 2021-10-08 14:11 |  | CR0028 | STANDARD
padeye | CFIHOS-30000169 | padeye | CFIHOS-30000169 |  | 2019-05-14 09:41 | 2021-10-08 14:11 |  | CR0028 | STANDARD
pager | CFIHOS-30000170 | pager | CFIHOS-30000170 |  | 2019-05-14 09:41 | 2021-10-08 14:11 |  | CR0028 | STANDARD
paging system | CFIHOS-30000171 | paging system | CFIHOS-30000171 |  | 2019-05-14 09:41 | 2021-10-08 14:11 |  | CR0028 | STANDARD
pedestal | CFIHOS-30000908 | pedestal | CFIHOS-30000908 |  | 2020-11-23 16:52 | 2021-10-08 14:11 |  | CR0031 | STANDARD
personal basket | CFIHOS-30000172 | personal basket | CFIHOS-30000172 |  | 2019-05-14 09:41 | 2021-10-08 14:11 |  | CR0028 | STANDARD
petrol engine | CFIHOS-30000544 | petrol engine | CFIHOS-30000544 |  | 2021-10-08 14:11 | 2021-10-08 14:11 |  | FR60 | STANDARD
ph analyser | CFIHOS-30000440 | ph analyser | CFIHOS-30000440 |  | 2021-10-08 14:11 | 2021-10-08 14:11 |  | FR60 | STANDARD
photoelectric device | CFIHOS-30000174 | photoelectric device | CFIHOS-30000174 |  | 2019-03-18 09:38 | 2021-10-08 14:11 |  | CR0012;CR0028 | TERMINATED
physical access control equipment | CFIHOS-30000652 | physical access control equipment | CFIHOS-30000652 |  | 2019-05-14 09:41 | 2021-10-08 14:11 |  | CR0028 | STANDARD
pig detector | CFIHOS-30000441 | pig detector | CFIHOS-30000441 |  | 2019-02-26 13:20 | 2021-10-08 14:11 |  | CR0014 | STANDARD
pig launcher | CFIHOS-30000175 | pig launcher | CFIHOS-30000175 |  | 2019-05-14 09:41 | 2021-10-08 14:11 |  | CR0028 | STANDARD
pig loop | CFIHOS-30000176 | pig loop | CFIHOS-30000176 |  | 2019-05-14 09:41 | 2021-10-08 14:11 |  | CR0028 | STANDARD
pig receiver | CFIHOS-30000177 | pig receiver | CFIHOS-30000177 |  | 2019-05-14 09:41 | 2021-10-08 14:11 |  | CR0028 | STANDARD
pig transmitter | CFIHOS-30000178 | pig transmitter | CFIHOS-30000178 |  | 2019-05-14 09:41 | 2021-10-08 14:11 |  | CR0028 | STANDARD
pig trap | CFIHOS-30000179 | pig trap | CFIHOS-30000179 |  | 2019-05-14 09:41 | 2021-10-08 14:11 |  | CR0028 | STANDARD
pilot operated relief valve | CFIHOS-30000856 | pilot operated relief valve | CFIHOS-30000856 |  | 2021-10-08 14:11 | 2021-10-08 14:11 |  | FR60 | STANDARD
pipe | CFIHOS-30000496 | pipe | CFIHOS-30000496 |  | 2019-05-14 09:41 | 2021-10-08 14:11 |  | CR0028 | STANDARD
pipe bend | CFIHOS-30000497 | pipe bend | CFIHOS-30000497 |  | 2019-05-14 09:41 | 2021-10-08 14:11 |  | CR0028 | STANDARD
pipe bending machine | CFIHOS-30000180 | pipe bending machine | CFIHOS-30000180 |  | 2019-05-14 09:41 | 2021-10-08 14:11 |  | CR0028 | STANDARD
pipe doping machine | CFIHOS-30000670 | pipe doping machine | CFIHOS-30000670 |  | 2021-10-08 14:11 | 2021-10-08 14:11 |  | FR60 | STANDARD
pipe flange spade | CFIHOS-30000498 | pipe flange spade | CFIHOS-30000498 |  | 2019-05-14 09:41 | 2021-10-08 14:11 |  | CR0028 | STANDARD
pipe support | CFIHOS-30000585 | pipe support | CFIHOS-30000585 |  | 2019-05-14 09:41 | 2021-10-08 14:11 |  | CR0028 | STANDARD
pipe tee | CFIHOS-30000499 | pipe tee | CFIHOS-30000499 |  | 2019-05-14 09:41 | 2021-10-08 14:11 |  | CR0028 | STANDARD
pipeline | CFIHOS-30000500 | pipeline | CFIHOS-30000500 |  | 2019-05-14 09:41 | 2021-10-08 14:11 |  | CR0028 | STANDARD
piping expansion bellows | CFIHOS-30000501 | piping expansion bellows | CFIHOS-30000501 |  | 2019-05-14 09:41 | 2021-10-08 14:11 |  | CR0028 | STANDARD
piping purge unit | CFIHOS-30000710 | electric piping purge unit | CFIHOS-30000826 |  | 2019-02-26 13:20 | 2021-10-08 14:11 |  | CR0028 | STANDARD
piping purge unit | CFIHOS-30000710 | hydraulic piping purge unit | CFIHOS-30000842 |  | 2019-02-26 13:20 | 2021-10-08 14:11 |  | CR0015 | STANDARD
piping speciality item | CFIHOS-30000947 | casing | CFIHOS-30000938 |  | 2021-10-08 14:11 | 2021-10-08 14:11 |  | FR52 | STANDARD
piping speciality item | CFIHOS-30000947 | pipe reducer | CFIHOS-30000946 |  | 2021-10-08 14:11 | 2021-10-08 14:11 |  | FR52 | STANDARD
piping speciality item | CFIHOS-30000947 | sample bomb | CFIHOS-30000948 |  | 2021-10-08 14:11 | 2021-10-08 14:11 |  | FR52 | STANDARD
piping speciality item | CFIHOS-30000947 | sample cooler | CFIHOS-30000949 |  | 2021-10-08 14:11 | 2021-10-08 14:11 |  | FR52 | STANDARD
piping speciality item | CFIHOS-30000947 | segment | CFIHOS-30000950 |  | 2021-10-08 14:11 | 2021-10-08 14:11 |  | FR52 | STANDARD
piping speciality item | CFIHOS-30000947 | sleeve | CFIHOS-30000952 |  | 2021-10-08 14:11 | 2021-10-08 14:11 |  | FR52 | STANDARD
piping spool | CFIHOS-30000182 | piping spool | CFIHOS-30000182 |  | 2019-05-14 09:41 | 2021-10-08 14:11 |  | CR0028 | STANDARD
piston check valve | CFIHOS-30000857 | piston check valve | CFIHOS-30000857 |  | 2021-10-08 14:11 | 2021-10-08 14:11 |  | FR60 | STANDARD
pitot tube | CFIHOS-30000442 | pitot tube | CFIHOS-30000442 |  | 2019-05-14 09:41 | 2021-10-08 14:11 |  | CR0028 | STANDARD
pitot tube flow meter | CFIHOS-30000858 | pitot tube flow meter | CFIHOS-30000858 |  | 2021-10-08 14:11 | 2021-10-08 14:11 |  | FR60 | STANDARD
plate heat exchanger | CFIHOS-30000752 | plate heat exchanger | CFIHOS-30000752 |  | 2019-05-14 09:41 | 2021-10-08 14:11 |  | CR0028 | STANDARD
plug control valve | CFIHOS-30000859 | plug control valve | CFIHOS-30000859 |  | 2021-10-08 14:11 | 2021-10-08 14:11 |  | FR60 | STANDARD
control valve | CFIHOS-30000638 | gate control valve | CFIHOS-30000837 |  | 2019-02-26 13:20 | 2021-10-08 14:11 |  | CR0011 | STANDARD
control valve | CFIHOS-30000638 | globe control valve | CFIHOS-30000839 |  | 2019-02-26 13:20 | 2021-10-08 14:11 |  | CR0011 | STANDARD
control valve | CFIHOS-30000638 | needle control valve | CFIHOS-30000851 |  | 2019-02-26 13:20 | 2021-10-08 14:11 |  | CR0011 | STANDARD
control valve | CFIHOS-30000638 | plug control valve | CFIHOS-30000859 |  | 2019-02-26 13:20 | 2021-10-08 14:11 |  | CR0011 | STANDARD
control valve | CFIHOS-30000638 | slide control valve | CFIHOS-30000865 |  | 2019-02-26 13:20 | 2021-10-08 14:11 |  | CR0011 | STANDARD
controller | CFIHOS-30000666 | hydraulic controller | CFIHOS-30000434 |  | 2019-02-26 13:20 | 2021-10-08 14:11 |  | CR0014 | STANDARD
controller | CFIHOS-30000666 | pneumatic controller | CFIHOS-30000444 |  | 2019-02-26 13:20 | 2021-10-08 14:11 |  | CR0014 | STANDARD
conventional relief valve | CFIHOS-30000815 | conventional relief valve | CFIHOS-30000815 |  | 2021-10-08 14:11 | 2021-10-08 14:11 |  | FR60 | STANDARD
cooler | CFIHOS-30000386 | cooler | CFIHOS-30000386 |  | 2019-05-14 09:41 | 2021-10-08 14:11 |  | CR0028 | STANDARD
cooling coil | CFIHOS-30000883 | spiral heat exchanger | CFIHOS-30000867 |  | 2020-11-23 16:52 | 2021-10-08 14:11 |  | CR0031 | STANDARD
cooling tower | CFIHOS-30000387 | cooling tower | CFIHOS-30000387 |  | 2019-05-14 09:41 | 2021-10-08 14:11 |  | CR0028 | STANDARD
coriolis mass flow element | CFIHOS-30000023 | coriolis mass flow element | CFIHOS-30000023 |  | 2021-10-08 14:11 | 2021-10-08 14:11 |  | FR60 | STANDARD
coriolis mass flow meter | CFIHOS-30000406 | coriolis mass flow meter | CFIHOS-30000406 |  | 2021-10-08 14:11 | 2021-10-08 14:11 |  | FR60 | STANDARD
corrosion element | CFIHOS-30000408 | linear polarization resistance element | CFIHOS-30000844 |  | 2019-02-26 13:20 | 2021-10-08 14:11 |  | CR0014 | STANDARD
corrosion element | CFIHOS-30000408 | oxidation reduction potential element | CFIHOS-30000855 |  | 2019-02-26 13:20 | 2021-10-08 14:11 |  | CR0014 | STANDARD
corrosion meter | CFIHOS-30000407 | corrosion meter | CFIHOS-30000407 |  | 2019-02-26 13:20 | 2021-10-08 14:11 |  | CR0014 | STANDARD
corrosion transmitter | CFIHOS-30000751 | corrosion transmitter | CFIHOS-30000751 |  | 2019-05-14 09:41 | 2021-10-08 14:11 |  | CR0028 | STANDARD
counter | CFIHOS-30000409 | counter | CFIHOS-30000409 |  | 2019-02-26 13:20 | 2021-10-08 14:11 |  | CR0012 | STANDARD
coupling | CFIHOS-30000419 | coupling | CFIHOS-30000419 |  | 2019-05-14 09:41 | 2021-10-08 14:11 |  | CR0028 | STANDARD
crane | CFIHOS-30000597 | crane | CFIHOS-30000597 |  | 2019-05-14 09:41 | 2021-10-08 14:11 |  | CR0028 | STANDARD
crane hook block | CFIHOS-30000024 | crane hook block | CFIHOS-30000024 |  | 2019-05-14 09:41 | 2021-10-08 14:11 |  | CR0028 | STANDARD
crusher | CFIHOS-30000940 | crusher | CFIHOS-30000940 |  | 2021-10-08 14:11 | 2021-10-08 14:11 |  | FR52 | STANDARD
culvert | CFIHOS-30000884 | outfall | CFIHOS-30000907 |  | 2020-11-23 16:52 | 2021-10-08 14:11 |  | CR0031 | STANDARD
current to current converter | CFIHOS-30000410 | current to current converter | CFIHOS-30000410 |  | 2021-10-08 14:11 | 2021-10-08 14:11 |  | FR60 | STANDARD
current to pressure converter | CFIHOS-30000411 | current to pressure converter | CFIHOS-30000411 |  | 2021-10-08 14:11 | 2021-10-08 14:11 |  | FR60 | STANDARD
current to voltage converter | CFIHOS-30000412 | current to voltage converter | CFIHOS-30000412 |  | 2021-10-08 14:11 | 2021-10-08 14:11 |  | FR60 | STANDARD
current transformer | CFIHOS-30000745 | current transformer | CFIHOS-30000745 |  | 2019-03-18 09:38 | 2021-10-08 14:11 |  | CR0028 | STANDARD
current transmitter | CFIHOS-30000329 | current transmitter | CFIHOS-30000329 |  | 2019-02-26 13:20 | 2021-10-08 14:11 |  | CR0014 | STANDARD
cutter | CFIHOS-30000565 | cutter | CFIHOS-30000565 |  | 2019-05-14 09:41 | 2021-10-08 14:11 |  | CR0028 | STANDARD
defibrillator | CFIHOS-30000614 | defibrillator | CFIHOS-30000614 |  | 2021-10-08 14:11 | 2021-10-08 14:11 |  | FR60 | STANDARD
degasser | CFIHOS-30000026 | degasser | CFIHOS-30000026 |  | 2019-05-14 09:41 | 2021-10-08 14:11 |  | CR0028 | STANDARD
dehumidifier | CFIHOS-30000027 | air conditioner | CFIHOS-30000382 |  | 2019-03-18 09:38 | 2021-10-08 14:11 |  | CR0012 | STANDARD
deionizer | CFIHOS-30000028 | deionizer | CFIHOS-30000028 |  | 2019-05-14 09:41 | 2021-10-08 14:11 |  | CR0028 | STANDARD
deluge valve | CFIHOS-30000639 | deluge valve | CFIHOS-30000639 |  | 2019-02-26 13:20 | 2021-10-08 14:11 |  | CR0011 | STANDARD
demister | CFIHOS-30000573 | demister | CFIHOS-30000573 |  | 2019-02-26 13:20 | 2021-10-08 14:11 |  | CR0013 | STANDARD
density analyser | CFIHOS-30000413 | density analyser | CFIHOS-30000413 |  | 2021-10-08 14:11 | 2021-10-08 14:11 |  | FR60 | STANDARD
descent device | CFIHOS-30000886 | personal basket | CFIHOS-30000172 |  | 2020-11-23 16:52 | 2021-10-08 14:11 |  | CR0031 | STANDARD
detector | CFIHOS-30000640 | H2S detector | CFIHOS-30000895 |  | 2020-11-23 16:52 | 2021-10-08 14:11 |  | CR0031 | STANDARD
detector | CFIHOS-30000640 | radiation detector | CFIHOS-30000910 |  | 2020-11-23 16:52 | 2021-10-08 14:11 |  | CR0031 | STANDARD
dew point analyser | CFIHOS-30000414 | dew point analyser | CFIHOS-30000414 |  | 2021-10-08 14:11 | 2021-10-08 14:11 |  | FR60 | STANDARD
dew point transmitter | CFIHOS-30000029 | dew point transmitter | CFIHOS-30000029 |  | 2019-02-26 13:20 | 2021-10-08 14:11 |  | CR0014 | STANDARD
diaphragm control valve | CFIHOS-30000817 | diaphragm control valve | CFIHOS-30000817 |  | 2021-10-08 14:11 | 2021-10-08 14:11 |  | FR60 | STANDARD
diaphragm seal | CFIHOS-30000030 | diaphragm seal | CFIHOS-30000030 |  | 2019-05-14 09:41 | 2021-10-08 14:11 |  | CR0028 | STANDARD
diaphragm valve | CFIHOS-30000818 | diaphragm valve | CFIHOS-30000818 |  | 2021-10-08 14:11 | 2021-10-08 14:11 |  | FR60 | STANDARD
diesel engine | CFIHOS-30000527 | diesel engine | CFIHOS-30000527 |  | 2021-10-08 14:11 | 2021-10-08 14:11 |  | FR60 | STANDARD
differential pressure flow transmitter | CFIHOS-30000031 | differential pressure flow transmitter | CFIHOS-30000031 |  | 2021-10-08 14:11 | 2021-10-08 14:11 |  | FR60 | STANDARD
differential pressure gauge | CFIHOS-30000415 | differential pressure gauge | CFIHOS-30000415 |  | 2019-02-26 13:20 | 2021-10-08 14:11 |  | CR0014 | STANDARD
differential pressure level transmitter | CFIHOS-30000416 | differential pressure level transmitter | CFIHOS-30000416 |  | 2021-10-08 14:11 | 2021-10-08 14:11 |  | FR60 | STANDARD
differential pressure switch | CFIHOS-30000417 | differential pressure switch | CFIHOS-30000417 |  | 2019-02-26 13:20 | 2021-10-08 14:11 |  | CR0014 | STANDARD
differential pressure transmitter | CFIHOS-30000418 | differential pressure transmitter | CFIHOS-30000418 |  | 2019-02-26 13:20 | 2021-10-08 14:11 |  | CR0014 | STANDARD
diffuser | CFIHOS-30000528 | diffuser | CFIHOS-30000528 |  | 2019-05-14 09:41 | 2021-10-08 14:11 |  | CR0028 | STANDARD
direct current generator | CFIHOS-30000819 | direct current generator | CFIHOS-30000819 |  | 2021-10-08 14:11 | 2021-10-08 14:11 |  | FR60 | STANDARD
direct current motor | CFIHOS-30000820 | direct current motor | CFIHOS-30000820 |  | 2021-10-08 14:11 | 2021-10-08 14:11 |  | FR60 | STANDARD
displacer level transmitter | CFIHOS-30000034 | displacer level transmitter | CFIHOS-30000034 |  | 2021-10-08 14:11 | 2021-10-08 14:11 |  | FR60 | STANDARD
distillation analyser | CFIHOS-30000035 | distillation analyser | CFIHOS-30000035 |  | 2021-10-08 14:11 | 2021-10-08 14:11 |  | FR60 | STANDARD
distillation column | CFIHOS-30000821 | distillation column | CFIHOS-30000821 |  | 2021-10-08 14:11 | 2021-10-08 14:11 |  | FR60 | STANDARD
distribution board | CFIHOS-30000330 | distribution board | CFIHOS-30000330 |  | 2019-03-18 09:38 | 2021-10-08 14:11 |  | CR0012 | STANDARD
diverter | CFIHOS-30000615 | diverter | CFIHOS-30000615 |  | 2021-10-08 14:11 | 2021-10-08 14:11 |  | FR60 | STANDARD
document scanner | CFIHOS-30000036 | document scanner | CFIHOS-30000036 |  | 2019-05-14 09:41 | 2021-10-08 14:11 |  | CR0028 | STANDARD
door | CFIHOS-30000301 | door | CFIHOS-30000301 |  | 2019-05-14 09:41 | 2021-10-08 14:11 |  | CR0028 | STANDARD
double block and bleed valve | CFIHOS-30000822 | double block and bleed valve | CFIHOS-30000822 |  | 2021-10-08 14:11 | 2021-10-08 14:11 |  | FR60 | STANDARD
down hole safety valve | CFIHOS-30000294 | down hole safety valve | CFIHOS-30000294 |  | 2019-02-26 13:20 | 2021-10-08 14:11 |  | CR0011 | STANDARD
drain port | CFIHOS-30000887 | drain port | CFIHOS-30000887 |  | 2021-10-08 14:11 | 2021-10-08 14:11 |  | FR52 | STANDARD
drain pot | CFIHOS-30000888 | drain pot | CFIHOS-30000888 |  | 2021-10-08 14:11 | 2021-10-08 14:11 |  | FR60 | STANDARD
drier | CFIHOS-30000388 | drier | CFIHOS-30000388 |  | 2019-05-14 09:41 | 2021-10-08 14:11 |  | CR0028 | STANDARD
drilling machine | CFIHOS-30000037 | drilling machine | CFIHOS-30000037 |  | 2019-05-14 09:41 | 2021-10-08 14:11 |  | CR0028 | STANDARD
drilling standpipe | CFIHOS-30000669 | pipe | CFIHOS-30000496 |  | 2021-10-08 14:11 | 2021-10-08 14:11 |  | FR60 | STANDARD
dry transformer | CFIHOS-30000823 | dry transformer | CFIHOS-30000823 |  | 2021-10-08 14:11 | 2021-10-08 14:11 |  | FR60 | STANDARD
dust detector | CFIHOS-30000686 | dust detector | CFIHOS-30000686 |  | 2019-02-26 13:20 | 2021-10-08 14:11 |  | CR0014 | STANDARD
earth busbar | CFIHOS-30000331 | earth busbar | CFIHOS-30000331 |  | 2019-03-18 09:38 | 2021-10-08 14:11 |  | CR0012 | STANDARD
earth electrode | CFIHOS-30000332 | earth electrode | CFIHOS-30000332 |  | 2019-03-18 09:38 | 2021-10-08 14:11 |  | CR0012 | STANDARD
earth leakage detector | CFIHOS-30000333 | earth leakage detector | CFIHOS-30000333 |  | 2019-02-26 13:20 | 2021-10-08 14:11 |  | CR0014 | STANDARD
earth plate | CFIHOS-30000334 | earth plate | CFIHOS-30000334 |  | 2019-03-18 09:38 | 2021-10-08 14:11 |  | CR0012 | STANDARD
earthing boss | CFIHOS-30000335 | earthing boss | CFIHOS-30000335 |  | 2019-03-18 09:38 | 2021-10-08 14:11 |  | CR0012 | STANDARD
earthing resistor | CFIHOS-30000508 | earthing resistor | CFIHOS-30000508 |  | 2019-03-18 09:38 | 2021-10-08 14:11 |  | CR0012 | STANDARD
eccentric rotating disc control valve | CFIHOS-30000824 | eccentric rotating disc control valve | CFIHOS-30000824 |  | 2021-10-08 14:11 | 2021-10-08 14:11 |  | FR60 | STANDARD
eccentric rotating disc valve | CFIHOS-30000825 | eccentric rotating disc valve | CFIHOS-30000825 |  | 2021-10-08 14:11 | 2021-10-08 14:11 |  | FR60 | STANDARD
eductor | CFIHOS-30000038 | eductor | CFIHOS-30000038 |  | 2019-02-26 13:20 | 2021-10-08 14:11 |  | CR0028 | STANDARD
electric actuator | CFIHOS-30000336 | electric actuator | CFIHOS-30000336 |  | 2021-10-08 14:11 | 2021-10-08 14:11 |  | FR60 | STANDARD
electric battery | CFIHOS-30000337 | electric battery | CFIHOS-30000337 |  | 2019-03-18 09:38 | 2021-10-08 14:11 |  | CR0012 | STANDARD
electric generator | CFIHOS-30000338 | alternating current generator | CFIHOS-30000804 |  | 2019-02-26 13:20 | 2021-10-08 14:11 |  | CR0009 | STANDARD
electric generator | CFIHOS-30000338 | direct current generator | CFIHOS-30000819 |  | 2019-02-26 13:20 | 2021-10-08 14:11 |  | CR0009 | STANDARD
electric generator | CFIHOS-30000338 | electric generator | CFIHOS-30000338 |  | 2019-02-26 13:20 | 2021-10-08 14:11 |  | CR0009 | STANDARD
electric heater | CFIHOS-30000339 | electric heater | CFIHOS-30000339 |  | 2019-03-18 09:38 | 2021-10-08 14:11 |  | CR0012 | STANDARD
electric motor | CFIHOS-30000340 | alternating current motor | CFIHOS-30000805 |  | 2019-02-26 13:20 | 2021-10-08 14:11 |  | CR0009 | STANDARD
electric motor | CFIHOS-30000340 | direct current motor | CFIHOS-30000820 |  | 2019-02-26 13:20 | 2021-10-08 14:11 |  | CR0009 | STANDARD
electric motor | CFIHOS-30000340 | electric motor | CFIHOS-30000340 |  | 2019-02-26 13:20 | 2021-10-08 14:11 |  | CR0028 | TERMINATED
electric piping purge unit | CFIHOS-30000826 | electric piping purge unit | CFIHOS-30000826 |  | 2021-10-08 14:11 | 2021-10-08 14:11 |  | FR60 | STANDARD
electrical connector | CFIHOS-30000734 | adaptor connector | CFIHOS-30000801 |  | 2019-03-18 09:38 | 2021-10-08 14:11 |  | CR0012 | STANDARD
electrical connector | CFIHOS-30000734 | electrical connector | CFIHOS-30000734 |  | 2019-03-18 09:38 | 2021-10-08 14:11 |  | CR0012 | STANDARD
electrical connector | CFIHOS-30000734 | submersible connector | CFIHOS-30000870 |  | 2019-03-18 09:38 | 2021-10-08 14:11 |  | CR0012 | STANDARD
electrical control panel | CFIHOS-30000889 | electrical distribution unit | CFIHOS-30000735 |  | 2020-11-23 16:52 | 2021-10-08 14:11 |  | CR0031 | STANDARD
electrical distribution unit | CFIHOS-30000735 | electrical distribution unit | CFIHOS-30000735 |  | 2019-03-18 09:38 | 2021-10-08 14:11 |  | CR0028 | STANDARD
electrical heating element | CFIHOS-30000342 | electrical heating element | CFIHOS-30000342 |  | 2019-03-18 09:38 | 2021-10-08 14:11 |  | CR0012;CR0028 | TERMINATED
electrical isolator | CFIHOS-30000727 | electrical isolator | CFIHOS-30000727 |  | 2019-03-18 09:38 | 2021-10-08 14:11 |  | CR0012 | STANDARD
electrical isolator | CFIHOS-30000727 | galvanic isolator | CFIHOS-30000073 |  | 2019-03-18 09:38 | 2021-10-08 14:11 |  | CR0012 | STANDARD
electrical motor starter | CFIHOS-30000343 | electrical motor starter | CFIHOS-30000343 |  | 2019-03-18 09:38 | 2021-10-08 14:11 |  | CR0012 | STANDARD
electrical reactor | CFIHOS-30000616 | electrical reactor | CFIHOS-30000616 |  | 2019-03-18 09:38 | 2021-10-08 14:11 |  | CR0012 | STANDARD
electrical socket | CFIHOS-30000344 | electrical socket | CFIHOS-30000344 |  | 2019-03-18 09:38 | 2021-10-08 14:11 |  | CR0012 | STANDARD
electrical switch | CFIHOS-30000617 | electrical switch | CFIHOS-30000617 |  | 2019-05-14 09:41 | 2021-10-08 14:11 |  | CR0028 | STANDARD
electromagnetic flow element | CFIHOS-30000040 | electromagnetic flow element | CFIHOS-30000040 |  | 2021-10-08 14:11 | 2021-10-08 14:11 |  | FR60 | STANDARD
electromagnetic flow transmitter | CFIHOS-30000420 | electromagnetic flow transmitter | CFIHOS-30000420 |  | 2021-10-08 14:11 | 2021-10-08 14:11 |  | FR60 | STANDARD
electronic circuit board | CFIHOS-30000641 | electronic circuit board | CFIHOS-30000641 |  | 2021-10-08 14:11 | 2021-10-08 14:11 |  | FR60 | STANDARD
electronic controller | CFIHOS-30000421 | electronic controller | CFIHOS-30000421 |  | 2021-10-08 14:11 | 2021-10-08 14:11 |  | FR60 | STANDARD
electronic frequency converter | CFIHOS-30000345 | electronic frequency converter | CFIHOS-30000345 |  | 2019-03-18 09:38 | 2021-10-08 14:11 |  | CR0012 | STANDARD
electronic power inverter | CFIHOS-30000346 | electronic power inverter | CFIHOS-30000346 |  | 2019-03-18 09:38 | 2021-10-08 14:11 |  | CR0012 | STANDARD
electrostatic precipitator | CFIHOS-30000574 | electrostatic precipitator | CFIHOS-30000574 |  | 2019-05-14 09:41 | 2021-10-08 14:11 |  | CR0028 | STANDARD
elevator | CFIHOS-30000598 | elevator | CFIHOS-30000598 |  | 2019-05-14 09:41 | 2021-10-08 14:11 |  | CR0028 | STANDARD
emergency grab bag | CFIHOS-30000890 | cabinet | CFIHOS-30000007 |  | 2020-11-23 16:52 | 2020-11-27 15:31 |  | CR0031 | STANDARD
emergency grab bag | CFIHOS-30000890 | emergency grab bag | CFIHOS-30000890 |  | 2021-10-08 14:11 | 2021-10-08 14:11 |  | CR0031 | STANDARD
emergency position indicating radio beacon | CFIHOS-30000618 | emergency position indicating radio beacon | CFIHOS-30000618 |  | 2019-05-14 09:41 | 2021-10-08 14:11 |  | CR0028 | STANDARD
emergency shut down valve | CFIHOS-30000642 | ball control valve | CFIHOS-30000806 |  | 2019-02-26 13:20 | 2021-10-08 14:11 |  | CR0011 | STANDARD
emergency shut down valve | CFIHOS-30000642 | butterfly control valve | CFIHOS-30000809 |  | 2019-02-26 13:20 | 2021-10-08 14:11 |  | CR0011 | STANDARD
emergency shut down valve | CFIHOS-30000642 | gate control valve | CFIHOS-30000837 |  | 2019-02-26 13:20 | 2021-10-08 14:11 |  | CR0011 | STANDARD
emergency shut down valve | CFIHOS-30000642 | solenoid valve | CFIHOS-30000681 |  | 2019-02-26 13:20 | 2021-10-08 14:11 |  | CR0011 | STANDARD
engine | CFIHOS-30000683 | diesel engine | CFIHOS-30000527 |  | 2019-02-26 13:20 | 2021-10-08 14:11 |  | CR0009 | STANDARD
engine | CFIHOS-30000683 | gas engine | CFIHOS-30000533 |  | 2019-02-26 13:20 | 2021-10-08 14:11 |  | CR0009 | STANDARD
engine | CFIHOS-30000683 | petrol engine | CFIHOS-30000544 |  | 2019-02-26 13:20 | 2021-10-08 14:11 |  | CR0009 | STANDARD
evaporator | CFIHOS-30000891 | air conditioner | CFIHOS-30000382 |  | 2020-11-23 16:52 | 2020-11-27 15:31 |  | CR0031 | STANDARD
evaporator | CFIHOS-30000891 | evaporator | CFIHOS-30000891 |  | 2021-10-08 14:11 | 2021-10-08 14:11 |  | CR0031 | STANDARD
exhaust | CFIHOS-30000042 | exhaust | CFIHOS-30000042 |  | 2019-05-14 09:41 | 2021-10-08 14:11 |  | CR0028 | STANDARD
expansion device | CFIHOS-30000892 | expansion device | CFIHOS-30000892 |  | 2020-11-23 16:52 | 2021-10-08 14:11 |  | CR0031 | STANDARD
expansion joint | CFIHOS-30000043 | expansion joint | CFIHOS-30000043 |  | 2019-05-14 09:41 | 2021-10-08 14:11 |  | CR0028 | STANDARD
extruder | CFIHOS-30000531 | extruder | CFIHOS-30000531 |  | 2019-05-14 09:41 | 2021-10-08 14:11 |  | CR0028 | STANDARD
eye bath | CFIHOS-30000044 | eye bath | CFIHOS-30000044 |  | 2019-05-14 09:41 | 2021-10-08 14:11 |  | CR0028 | STANDARD
fall arrestor block | CFIHOS-30000045 | fall arrestor block | CFIHOS-30000045 |  | 2019-05-14 09:41 | 2021-10-08 14:11 |  | CR0028 | STANDARD
fan | CFIHOS-30000532 | fan | CFIHOS-30000532 |  | 2019-05-14 09:41 | 2021-10-08 14:11 |  | CR0028 | STANDARD
fax machine | CFIHOS-30000046 | fax machine | CFIHOS-30000046 |  | 2019-05-14 09:41 | 2021-10-08 14:11 |  | CR0028 | STANDARD
feeder | CFIHOS-30000566 | feeder | CFIHOS-30000566 |  | 2019-05-14 09:41 | 2021-10-08 14:11 |  | CR0028 | STANDARD
fence | CFIHOS-30000047 | fence | CFIHOS-30000047 |  | 2019-05-14 09:41 | 2021-10-08 14:11 |  | CR0028 | STANDARD
fender | CFIHOS-30000599 | fender | CFIHOS-30000599 |  | 2019-05-14 09:41 | 2021-10-08 14:11 |  | CR0028 | STANDARD
filter | CFIHOS-30000575 | filter | CFIHOS-30000575 |  | 2019-05-14 09:41 | 2021-10-08 14:11 |  | CR0028 | STANDARD
filter cartridge | CFIHOS-30000576 | filter cartridge | CFIHOS-30000576 |  | 2019-05-14 09:41 | 2021-10-08 14:11 |  | CR0028 | STANDARD
finned tube heat exchanger | CFIHOS-30000827 | finned tube heat exchanger | CFIHOS-30000827 |  | 2021-10-08 14:11 | 2021-10-08 14:11 |  | FR60 | STANDARD
fire blanket | CFIHOS-30000048 | fire blanket | CFIHOS-30000048 |  | 2019-05-14 09:41 | 2021-10-08 14:11 |  | CR0028 | STANDARD
fire damper | CFIHOS-30000049 | fire damper | CFIHOS-30000049 |  | 2019-05-14 09:41 | 2021-10-08 14:11 |  | CR0028 | STANDARD
fire door | CFIHOS-30000050 | fire door | CFIHOS-30000050 |  | 2019-05-14 09:41 | 2021-10-08 14:11 |  | CR0028 | STANDARD
fire extinguisher | CFIHOS-30000512 | fire extinguisher | CFIHOS-30000512 |  | 2019-05-14 09:41 | 2021-10-08 14:11 |  | CR0028 | STANDARD
fire fighting vehicle | CFIHOS-30000051 | fire fighting vehicle | CFIHOS-30000051 |  | 2019-05-14 09:41 | 2021-10-08 14:11 |  | CR0028 | STANDARD
fire hydrant | CFIHOS-30000052 | fire hydrant | CFIHOS-30000052 |  | 2019-05-14 09:41 | 2021-10-08 14:11 |  | CR0028 | STANDARD
fire wall | CFIHOS-30000619 | fire wall | CFIHOS-30000619 |  | 2020-11-23 16:52 | 2021-10-08 14:11 |  | CR0031 | STANDARD
fired heater | CFIHOS-30000053 | fired heater | CFIHOS-30000053 |  | 2019-05-14 09:41 | 2021-10-08 14:11 |  | CR0028 | STANDARD
firewater monitor | CFIHOS-30000054 | firewater monitor | CFIHOS-30000054 |  | 2019-05-14 09:41 | 2021-10-08 14:11 |  | CR0028 | STANDARD
first aid kit | CFIHOS-30000055 | first aid kit | CFIHOS-30000055 |  | 2019-05-14 09:41 | 2021-10-08 14:11 |  | CR0028 | STANDARD
fitness equipment | CFIHOS-30000893 | fitness equipment | CFIHOS-30000893 |  | 2020-11-23 16:52 | 2021-10-08 14:11 |  | CR0031 | STANDARD
flame arrestor | CFIHOS-30000056 | flame arrestor | CFIHOS-30000056 |  | 2019-05-14 09:41 | 2021-10-08 14:11 |  | CR0028 | STANDARD
flame detector | CFIHOS-30000425 | flame detector | CFIHOS-30000425 |  | 2019-02-26 13:20 | 2021-10-08 14:11 |  | CR0014 | STANDARD
flame switch | CFIHOS-30000057 | flame switch | CFIHOS-30000057 |  | 2019-02-26 13:20 | 2021-10-08 14:11 |  | CR0014 | STANDARD
flange | CFIHOS-30000304 | flange | CFIHOS-30000304 |  | 2019-05-14 09:41 | 2021-10-08 14:11 |  | CR0028 | STANDARD
flare | CFIHOS-30000058 | flare | CFIHOS-30000058 |  | 2019-05-14 09:41 | 2021-10-08 14:11 |  | CR0028 | STANDARD
flare tip | CFIHOS-30000389 | flare tip | CFIHOS-30000389 |  | 2019-05-14 09:41 | 2021-10-08 14:11 |  | CR0028 | STANDARD
flash drum | CFIHOS-30000059 | flash drum | CFIHOS-30000059 |  | 2019-02-26 13:20 | 2021-10-08 14:11 |  | CR0013 | STANDARD
flash point analyser | CFIHOS-30000426 | flash point analyser | CFIHOS-30000426 |  | 2021-10-08 14:11 | 2021-10-08 14:11 |  | FR60 | STANDARD
flexible riser | CFIHOS-30000828 | flexible riser | CFIHOS-30000828 |  | 2021-10-08 14:11 | 2021-10-08 14:11 |  | FR60 | STANDARD
floodlight | CFIHOS-30000347 | floodlight | CFIHOS-30000347 |  | 2019-03-18 09:38 | 2021-10-08 14:11 |  | CR0012 | STANDARD
flow computer | CFIHOS-30000748 | flow computer | CFIHOS-30000748 |  | 2019-05-14 09:41 | 2021-10-08 14:11 |  | CR0028 | STANDARD
flow element | CFIHOS-30000671 | coriolis mass flow element | CFIHOS-30000023 |  | 2019-02-26 13:20 | 2021-10-08 14:11 |  | CR0014 | STANDARD
flow element | CFIHOS-30000671 | electromagnetic flow element | CFIHOS-30000040 |  | 2019-02-26 13:20 | 2021-10-08 14:11 |  | CR0014 | STANDARD
flow element | CFIHOS-30000671 | pitot tube flow meter | CFIHOS-30000858 |  | 2019-02-26 13:20 | 2021-10-08 14:11 |  | CR0014 | STANDARD
flow element | CFIHOS-30000671 | positive displacement flow element | CFIHOS-30000185 |  | 2019-02-26 13:20 | 2021-10-08 14:11 |  | CR0014 | STANDARD
flow element | CFIHOS-30000671 | thermal flow element | CFIHOS-30000259 |  | 2019-02-26 13:20 | 2021-10-08 14:11 |  | CR0014 | STANDARD
flow element | CFIHOS-30000671 | turbine flow meter | CFIHOS-30000482 |  | 2019-02-26 13:20 | 2021-10-08 14:11 |  | CR0014 | STANDARD
flow element | CFIHOS-30000671 | venturi tube | CFIHOS-30000486 |  | 2019-02-26 13:20 | 2021-10-08 14:11 |  | CR0014 | STANDARD
flow gauge | CFIHOS-30000428 | flow gauge | CFIHOS-30000428 |  | 2019-02-26 13:20 | 2021-10-08 14:11 |  | CR0014 | STANDARD
flow indicator | CFIHOS-30000691 | indicating instrument | CFIHOS-30000292 |  | 2019-02-26 13:20 | 2021-10-08 14:11 |  | CR0028 | TERMINATED
flow orifice plate | CFIHOS-30000063 | flow orifice plate | CFIHOS-30000063 |  | 2019-02-26 13:20 | 2021-10-08 14:11 |  | CR0014 | STANDARD
flow regulator | CFIHOS-30000429 | flow regulator | CFIHOS-30000429 |  | 2021-10-08 14:11 | 2021-10-08 14:11 |  | FR60 | STANDARD
flow switch | CFIHOS-30000430 | flow switch | CFIHOS-30000430 |  | 2019-02-26 13:20 | 2021-10-08 14:11 |  | CR0014 | STANDARD
flow totalizer | CFIHOS-30000662 | flow totalizer | CFIHOS-30000662 |  | 2019-02-26 13:20 | 2021-10-08 14:11 |  | CR0014 | STANDARD
flow transmitter | CFIHOS-30000643 | coriolis mass flow meter | CFIHOS-30000406 |  | 2019-02-26 13:20 | 2021-10-08 14:11 |  | CR0014 | STANDARD
flow transmitter | CFIHOS-30000643 | differential pressure flow transmitter | CFIHOS-30000031 |  | 2019-02-26 13:20 | 2021-10-08 14:11 |  | CR0014 | STANDARD
flow transmitter | CFIHOS-30000643 | electromagnetic flow transmitter | CFIHOS-30000420 |  | 2019-02-26 13:20 | 2021-10-08 14:11 |  | CR0014 | STANDARD
flow transmitter | CFIHOS-30000643 | positive displacement flow transmitter | CFIHOS-30000450 |  | 2019-02-26 13:20 | 2021-10-08 14:11 |  | CR0014 | STANDARD
flow transmitter | CFIHOS-30000643 | rotameter flow meter | CFIHOS-30000465 |  | 2019-02-26 13:20 | 2021-10-08 14:11 |  | CR0014 | STANDARD
flow transmitter | CFIHOS-30000643 | thermal flow transmitter | CFIHOS-30000260 |  | 2019-02-26 13:20 | 2021-10-08 14:11 |  | CR0014 | STANDARD
flow transmitter | CFIHOS-30000643 | turbine flow meter | CFIHOS-30000482 |  | 2019-02-26 13:20 | 2021-10-08 14:11 |  | CR0014 | STANDARD
flow transmitter | CFIHOS-30000643 | turbine flow transmitter | CFIHOS-30000264 |  | 2019-02-26 13:20 | 2021-10-08 14:11 |  | CR0014 | STANDARD
flow transmitter | CFIHOS-30000643 | ultrasonic flow meter | CFIHOS-30000483 |  | 2019-02-26 13:20 | 2021-10-08 14:11 |  | CR0014 | STANDARD
flow transmitter | CFIHOS-30000643 | ultrasonic flow transmitter | CFIHOS-30000265 |  | 2019-02-26 13:20 | 2021-10-08 14:11 |  | CR0014 | STANDARD
flow transmitter | CFIHOS-30000643 | v-cone flow meter | CFIHOS-30000485 |  | 2019-02-26 13:20 | 2021-10-08 14:11 |  | CR0014 | STANDARD
flow transmitter | CFIHOS-30000643 | vortex flow meter | CFIHOS-30000491 |  | 2019-02-26 13:20 | 2021-10-08 14:11 |  | CR0014 | STANDARD
flow transmitter | CFIHOS-30000643 | vortex flow transmitter | CFIHOS-30000277 |  | 2019-02-26 13:20 | 2021-10-08 14:11 |  | CR0014 | STANDARD
flying chemical lead | CFIHOS-30000830 | flying chemical lead | CFIHOS-30000830 |  | 2021-10-08 14:11 | 2021-10-08 14:11 |  | FR60 | STANDARD
flying electrical lead | CFIHOS-30000831 | flying electrical lead | CFIHOS-30000831 |  | 2021-10-08 14:11 | 2021-10-08 14:11 |  | FR60 | STANDARD
flying hydraulic lead | CFIHOS-30000832 | flying hydraulic lead | CFIHOS-30000832 |  | 2021-10-08 14:11 | 2021-10-08 14:11 |  | FR60 | STANDARD
flying lead | CFIHOS-30000707 | flying chemical lead | CFIHOS-30000830 |  | 2019-02-26 13:20 | 2021-10-08 14:11 |  | CR0015 | STANDARD
flying lead | CFIHOS-30000707 | flying electrical lead | CFIHOS-30000831 |  | 2019-02-26 13:20 | 2021-10-08 14:11 |  | CR0015 | STANDARD
flying lead | CFIHOS-30000707 | flying hydraulic lead | CFIHOS-30000832 |  | 2019-02-26 13:20 | 2021-10-08 14:11 |  | CR0015 | STANDARD
flying lead | CFIHOS-30000707 | flying optical lead | CFIHOS-30000833 |  | 2019-02-26 13:20 | 2021-10-08 14:11 |  | CR0015 | STANDARD
flying optical lead | CFIHOS-30000833 | flying optical lead | CFIHOS-30000833 |  | 2021-10-08 14:11 | 2021-10-08 14:11 |  | FR60 | STANDARD
fog detector | CFIHOS-30000065 | fog detector | CFIHOS-30000065 |  | 2019-02-26 13:20 | 2021-10-08 14:11 |  | CR0012 | STANDARD
force transmitter | CFIHOS-30000066 | force transmitter | CFIHOS-30000066 |  | 2019-02-26 13:20 | 2021-10-08 14:11 |  | CR0028 | TERMINATED
forklift truck | CFIHOS-30000567 | forklift truck | CFIHOS-30000567 |  | 2019-05-14 09:41 | 2021-10-08 14:11 |  | CR0028 | STANDARD
foundation | CFIHOS-30000067 | foundation | CFIHOS-30000067 |  | 2019-05-14 09:41 | 2021-10-08 14:11 |  | CR0028 | STANDARD
frame | CFIHOS-30000305 | frame | CFIHOS-30000305 |  | 2019-05-14 09:41 | 2021-10-08 14:11 |  | CR0028 | STANDARD
freezing point analyser | CFIHOS-30000068 | freezing point analyser | CFIHOS-30000068 |  | 2021-10-08 14:11 | 2021-10-08 14:11 |  | FR60 | STANDARD
frequency generator | CFIHOS-30000743 | frequency generator | CFIHOS-30000743 |  | 2019-05-14 09:41 | 2021-10-08 14:11 |  | CR0028 | STANDARD
frequency to current converter | CFIHOS-30000431 | frequency to current converter | CFIHOS-30000431 |  | 2021-10-08 14:11 | 2021-10-08 14:11 |  | FR60 | STANDARD
funnel | CFIHOS-30000070 | funnel | CFIHOS-30000070 |  | 2019-05-14 09:41 | 2021-10-08 14:11 |  | CR0028 | STANDARD
furnace | CFIHOS-30000894 | furnace | CFIHOS-30000894 |  | 2020-11-23 16:52 | 2021-10-08 14:11 |  | CR0031 | STANDARD
furniture | CFIHOS-30000071 | furniture | CFIHOS-30000071 |  | 2019-05-14 09:41 | 2021-10-08 14:11 |  | CR0028 | STANDARD
fuse | CFIHOS-30000348 | fuse | CFIHOS-30000348 |  | 2019-03-18 09:38 | 2021-10-08 14:11 |  | CR0012 | STANDARD
fusible plug | CFIHOS-30000072 | fusible plug | CFIHOS-30000072 |  | 2019-05-14 09:41 | 2021-10-08 14:11 |  | CR0028 | STANDARD
galley equipment | CFIHOS-30000644 | galley equipment | CFIHOS-30000644 |  | 2019-05-14 09:41 | 2021-10-08 14:11 |  | CR0028 | STANDARD
galvanic isolator | CFIHOS-30000073 | galvanic isolator | CFIHOS-30000073 |  | 2021-10-08 14:11 | 2021-10-08 14:11 |  | FR60 | STANDARD
gas chromatograph | CFIHOS-30000834 | gas chromatograph | CFIHOS-30000834 |  | 2021-10-08 14:11 | 2021-10-08 14:11 |  | FR60 | STANDARD
gas composition analyser | CFIHOS-30000074 | gas composition analyser | CFIHOS-30000074 |  | 2021-10-08 14:11 | 2021-10-08 14:11 |  | FR60 | STANDARD
gas cyclone separator | CFIHOS-30000075 | gas cyclone separator | CFIHOS-30000075 |  | 2021-10-08 14:11 | 2021-10-08 14:11 |  | FR60 | STANDARD
gas detector | CFIHOS-30000432 | gas detector | CFIHOS-30000432 |  | 2019-02-26 13:20 | 2021-10-08 14:11 |  | CR0014 | STANDARD
gas distributor | CFIHOS-30000578 | gas distributor | CFIHOS-30000578 |  | 2019-05-14 09:41 | 2021-10-08 14:11 |  | CR0028 | STANDARD
gas engine | CFIHOS-30000533 | gas engine | CFIHOS-30000533 |  | 2021-10-08 14:11 | 2021-10-08 14:11 |  | FR60 | STANDARD
gas liquid chromatograph | CFIHOS-30000835 | gas liquid chromatograph | CFIHOS-30000835 |  | 2021-10-08 14:11 | 2021-10-08 14:11 |  | FR60 | STANDARD
gas turbine | CFIHOS-30000534 | gas turbine | CFIHOS-30000534 |  | 2021-10-08 14:11 | 2021-10-08 14:11 |  | FR60 | STANDARD
gas-blast circuit-breaker | CFIHOS-30000836 | gas-blast circuit-breaker | CFIHOS-30000836 |  | 2021-10-08 14:11 | 2021-10-08 14:11 |  | FR60 | STANDARD
gasket | CFIHOS-30000306 | gasket | CFIHOS-30000306 |  | 2019-05-14 09:41 | 2021-10-08 14:11 |  | CR0028 | STANDARD
gate control valve | CFIHOS-30000837 | gate control valve | CFIHOS-30000837 |  | 2021-10-08 14:11 | 2021-10-08 14:11 |  | FR60 | STANDARD
gate valve | CFIHOS-30000838 | gate valve | CFIHOS-30000838 |  | 2021-10-08 14:11 | 2021-10-08 14:11 |  | FR60 | STANDARD
gauge | CFIHOS-30000675 | gauge | CFIHOS-30000675 |  | 2019-02-26 13:20 | 2021-10-08 14:11 |  | CR0014;CR0028 | TERMINATED
gear box | CFIHOS-30000535 | gear box | CFIHOS-30000535 |  | 2019-05-14 09:41 | 2021-10-08 14:11 |  | CR0028 | STANDARD
general instrument | CFIHOS-30000076 | alarm unit | CFIHOS-30000747 |  | 2019-02-26 13:20 | 2021-10-08 14:11 |  | CR0028 | TERMINATED
general instrument | CFIHOS-30000076 | calorimeter | CFIHOS-30000742 |  | 2019-02-26 13:20 | 2021-10-08 14:11 |  | CR0028 | TERMINATED
general instrument | CFIHOS-30000076 | current transformer | CFIHOS-30000745 |  | 2019-02-26 13:20 | 2021-10-08 14:11 |  | CR0028 | TERMINATED
general instrument | CFIHOS-30000076 | displacer chamber | CFIHOS-30000033 |  | 2019-02-26 13:20 | 2021-10-08 14:11 |  | CR0028 | TERMINATED
general instrument | CFIHOS-30000076 | flow computer | CFIHOS-30000748 |  | 2019-02-26 13:20 | 2021-10-08 14:11 |  | CR0028 | TERMINATED
general instrument | CFIHOS-30000076 | frequency generator | CFIHOS-30000743 |  | 2019-02-26 13:20 | 2021-10-08 14:11 |  | CR0028 | TERMINATED
general instrument | CFIHOS-30000076 | proximity amplifier | CFIHOS-30000190 |  | 2019-02-26 13:20 | 2021-10-08 14:11 |  | CR0028 | TERMINATED
general instrument | CFIHOS-30000076 | sight glass | CFIHOS-30000749 |  | 2019-02-26 13:20 | 2021-10-08 14:11 |  | CR0028 | TERMINATED
general instrument | CFIHOS-30000076 | siren | CFIHOS-30000744 |  | 2019-02-26 13:20 | 2021-10-08 14:11 |  | CR0028 | TERMINATED
general instrument | CFIHOS-30000076 | voltage transformer | CFIHOS-30000746 |  | 2019-02-26 13:20 | 2021-10-08 14:11 |  | CR0028 | TERMINATED
globe control valve | CFIHOS-30000839 | globe control valve | CFIHOS-30000839 |  | 2021-10-08 14:11 | 2021-10-08 14:11 |  | FR60 | STANDARD
globe valve | CFIHOS-30000840 | globe valve | CFIHOS-30000840 |  | 2021-10-08 14:11 | 2021-10-08 14:11 |  | FR60 | STANDARD
gravity separator | CFIHOS-30000841 | gravity separator | CFIHOS-30000841 |  | 2021-10-08 14:11 | 2021-10-08 14:11 |  | FR60 | STANDARD
grease injection unit | CFIHOS-30000077 | grease injection unit | CFIHOS-30000077 |  | 2019-05-14 09:41 | 2021-10-08 14:11 |  | CR0028 | STANDARD
grille | CFIHOS-30000078 | grille | CFIHOS-30000078 |  | 2019-05-14 09:41 | 2021-10-08 14:11 |  | CR0028 | STANDARD
grinding machine | CFIHOS-30000079 | grinding machine | CFIHOS-30000079 |  | 2019-05-14 09:41 | 2021-10-08 14:11 |  | CR0028 | STANDARD
guide post | CFIHOS-30000080 | guide post | CFIHOS-30000080 |  | 2019-05-14 09:41 | 2021-10-08 14:11 |  | CR0028 | STANDARD
gutter | CFIHOS-30000579 | gutter | CFIHOS-30000579 |  | 2019-05-14 09:41 | 2021-10-08 14:11 |  | CR0028 | STANDARD
hard disk | CFIHOS-30000081 | hard disk | CFIHOS-30000081 |  | 2019-05-14 09:41 | 2021-10-08 14:11 |  | CR0028 | STANDARD
hatch way door | CFIHOS-30000580 | hatch way door | CFIHOS-30000580 |  | 2019-05-14 09:41 | 2021-10-08 14:11 |  | CR0028 | STANDARD
health, safety and environment equipment class | CFIHOS-30000313 | life jacket | CFIHOS-30000899 |  | 2020-11-23 16:52 | 2021-10-08 14:11 |  | CR0031 | STANDARD
health, safety and environment equipment class | CFIHOS-30000313 | protective suit | CFIHOS-30000909 |  | 2020-11-23 16:52 | 2021-10-08 14:11 |  | CR0031 | STANDARD
heat and smoke detector | CFIHOS-30000082 | heat and smoke detector | CFIHOS-30000082 |  | 2019-02-26 13:20 | 2021-10-08 14:11 |  | CR0014 | STANDARD
heat exchanger | CFIHOS-30000390 | air cooled heat exchanger | CFIHOS-30000383 |  | 2019-02-26 13:20 | 2021-10-08 14:11 |  | CR0028 | TERMINATED
heat exchanger | CFIHOS-30000390 | finned tube heat exchanger | CFIHOS-30000827 |  | 2019-02-26 13:20 | 2021-10-08 14:11 |  | CR0028 | TERMINATED
heat exchanger | CFIHOS-30000390 | kettle reboiler | CFIHOS-30000756 |  | 2019-02-26 13:20 | 2021-10-08 14:11 |  | CR0028 | TERMINATED
heat exchanger | CFIHOS-30000390 | plate heat exchanger | CFIHOS-30000752 |  | 2019-02-26 13:20 | 2021-10-08 14:11 |  | CR0028 | TERMINATED
heat exchanger | CFIHOS-30000390 | printed circuit heat exchanger | CFIHOS-30000754 |  | 2019-02-26 13:20 | 2021-10-08 14:11 |  | CR0028 | TERMINATED
heat exchanger | CFIHOS-30000390 | recuperator heat exchanger | CFIHOS-30000911 |  | 2020-11-23 16:52 | 2021-10-08 14:11 |  | CR0031 | STANDARD
heat exchanger | CFIHOS-30000390 | shell and tube heat exchanger | CFIHOS-30000755 |  | 2019-02-26 13:20 | 2021-10-08 14:11 |  | CR0028 | TERMINATED
heat exchanger | CFIHOS-30000390 | spiral heat exchanger | CFIHOS-30000867 |  | 2019-02-26 13:20 | 2021-10-08 14:11 |  | CR0028 | TERMINATED
heating cable | CFIHOS-30000349 | heating cable | CFIHOS-30000349 |  | 2019-03-18 09:38 | 2021-10-08 14:11 |  | CR0012 | STANDARD
heating coil | CFIHOS-30000896 | spiral heat exchanger | CFIHOS-30000867 |  | 2020-11-23 16:52 | 2021-10-08 14:11 |  | CR0031 | STANDARD
helideck | CFIHOS-30000600 | helideck | CFIHOS-30000600 |  | 2019-05-14 09:41 | 2021-10-08 14:11 |  | CR0028 | STANDARD
high-pass filter | CFIHOS-30000350 | high-pass filter | CFIHOS-30000350 |  | 2019-03-18 09:38 | 2021-10-08 14:11 |  | CR0012 | STANDARD
hood | CFIHOS-30000537 | hood | CFIHOS-30000537 |  | 2019-05-14 09:41 | 2021-10-08 14:11 |  | CR0028 | STANDARD
hopper | CFIHOS-30000759 | hopper | CFIHOS-30000759 |  | 2019-05-14 09:41 | 2021-10-08 14:11 |  | CR0028 | STANDARD
horn | CFIHOS-30000084 | horn | CFIHOS-30000084 |  | 2019-02-26 13:20 | 2021-10-08 14:11 |  | CR0014 | STANDARD
hose | CFIHOS-30000085 | hose | CFIHOS-30000085 |  | 2019-05-14 09:41 | 2021-10-08 14:11 |  | CR0028 | STANDARD
hose connector | CFIHOS-30000645 | pipe | CFIHOS-30000496 |  | 2021-10-08 14:11 | 2021-10-08 14:11 |  | FR60 | STANDARD
hose reel | CFIHOS-30000086 | hose reel | CFIHOS-30000086 |  | 2019-05-14 09:41 | 2021-10-08 14:11 |  | CR0028 | STANDARD
housing | CFIHOS-30000307 | housing | CFIHOS-30000307 |  | 2019-05-14 09:41 | 2021-10-08 14:11 |  | CR0028 | STANDARD
humidifier | CFIHOS-30000087 | humidifier | CFIHOS-30000087 |  | 2019-03-18 09:38 | 2021-10-08 14:11 |  | CR0012 | STANDARD
humidity analyser | CFIHOS-30000088 | humidity analyser | CFIHOS-30000088 |  | 2021-10-08 14:11 | 2021-10-08 14:11 |  | FR60 | STANDARD
hvac duct | CFIHOS-30000620 | ventilator | CFIHOS-30000933 |  | 2020-11-23 16:52 | 2021-10-08 14:11 |  | CR0031 | STANDARD
hydraulic actuator | CFIHOS-30000433 | hydraulic actuator | CFIHOS-30000433 |  | 2021-10-08 14:11 | 2021-10-08 14:11 |  | FR60 | STANDARD
hydraulic connector | CFIHOS-30000089 | hydraulic connector | CFIHOS-30000089 |  | 2019-05-14 09:41 | 2021-10-08 14:11 |  | CR0028 | STANDARD
hydraulic controller | CFIHOS-30000434 | hydraulic controller | CFIHOS-30000434 |  | 2021-10-08 14:11 | 2021-10-08 14:11 |  | FR60 | STANDARD
hydraulic cylinder | CFIHOS-30000538 | hydraulic cylinder | CFIHOS-30000538 |  | 2019-02-26 13:20 | 2021-10-08 14:11 |  | CR0013 | STANDARD
hydraulic motor | CFIHOS-30000539 | hydraulic motor | CFIHOS-30000539 |  | 2019-05-14 09:41 | 2021-10-08 14:11 |  | CR0028 | STANDARD
hydraulic piping purge unit | CFIHOS-30000842 | hydraulic piping purge unit | CFIHOS-30000842 |  | 2021-10-08 14:11 | 2021-10-08 14:11 |  | FR60 | STANDARD
hydraulic power supply | CFIHOS-30000090 | hydraulic power supply | CFIHOS-30000090 |  | 2019-05-14 09:41 | 2021-10-08 14:11 |  | CR0028 | STANDARD
hydraulic power unit | CFIHOS-30000942 | hydraulic power unit | CFIHOS-30000942 |  | 2021-10-08 14:11 | 2021-10-08 14:11 |  | FR52 | STANDARD
hydraulic press | CFIHOS-30000568 | hydraulic press | CFIHOS-30000568 |  | 2019-05-14 09:41 | 2021-10-08 14:11 |  | CR0028 | STANDARD
hydraulic turbine | CFIHOS-30000843 | hydraulic turbine | CFIHOS-30000843 |  | 2021-10-08 14:11 | 2021-10-08 14:11 |  | FR60 | STANDARD
hydro cyclone | CFIHOS-30000581 | hydro cyclone | CFIHOS-30000581 |  | 2021-10-08 14:11 | 2021-10-08 14:11 |  | FR60 | STANDARD
ignitor | CFIHOS-30000094 | ignitor | CFIHOS-30000094 |  | 2019-05-14 09:41 | 2021-10-08 14:11 |  | CR0028 | STANDARD
incinerator | CFIHOS-30000391 | incinerator | CFIHOS-30000391 |  | 2019-05-14 09:41 | 2021-10-08 14:11 |  | CR0028 | STANDARD
indicating instrument | CFIHOS-30000292 | indicating instrument | CFIHOS-30000292 |  | 2019-05-14 09:41 | 2021-10-08 14:11 |  | CR0028 | STANDARD
industrial building | CFIHOS-30000096 | industrial building | CFIHOS-30000096 |  | 2019-05-14 09:41 | 2021-10-08 14:11 |  | CR0028 | STANDARD
injection point | CFIHOS-30000621 | pipe | CFIHOS-30000496 |  | 2021-10-08 14:11 | 2021-10-08 14:11 |  | FR60 | STANDARD
intercom | CFIHOS-30000100 | intercom | CFIHOS-30000100 |  | 2019-05-14 09:41 | 2021-10-08 14:11 |  | CR0028 | STANDARD
interface card | CFIHOS-30000943 | interface card | CFIHOS-30000943 |  | 2021-10-08 14:11 | 2021-10-08 14:11 |  | FR52 | STANDARD
interlocking device | CFIHOS-30000351 | interlocking device | CFIHOS-30000351 |  | 2019-03-18 09:38 | 2021-10-08 14:11 |  | CR0012 | STANDARD
intrinsically safe barrier | CFIHOS-30000897 | switchboard | CFIHOS-30000369 |  | 2020-11-23 16:52 | 2020-11-27 15:31 |  | CR0031 | STANDARD
iron roughneck | CFIHOS-30000680 | iron roughneck | CFIHOS-30000680 |  | 2021-10-08 14:11 | 2021-10-08 14:11 |  | FR60 | STANDARD
isolator | CFIHOS-30000352 | isolator | CFIHOS-30000352 |  | 2019-05-14 09:41 | 2021-10-08 14:11 |  | CR0028 | STANDARD
jacket structure | CFIHOS-30000708 | jacket structure | CFIHOS-30000708 |  | 2019-02-26 13:20 | 2021-10-08 14:11 |  | CR0015 | STANDARD
jetty | CFIHOS-30000111 | jetty | CFIHOS-30000111 |  | 2019-05-14 09:41 | 2021-10-08 14:11 |  | CR0028 | STANDARD
junction box | CFIHOS-30000353 | junction box | CFIHOS-30000353 |  | 2019-05-14 09:41 | 2021-10-08 14:11 |  | CR0028 | STANDARD
kettle reboiler | CFIHOS-30000756 | kettle reboiler | CFIHOS-30000756 |  | 2019-05-14 09:41 | 2021-10-08 14:11 |  | CR0028 | STANDARD
keyboard | CFIHOS-30000435 | keyboard | CFIHOS-30000435 |  | 2019-05-14 09:41 | 2021-10-08 14:11 |  | CR0028 | STANDARD
knock out drum | CFIHOS-30000697 | knock out drum | CFIHOS-30000697 |  | 2019-02-26 13:20 | 2021-10-08 14:11 |  | CR0013 | STANDARD
ladder | CFIHOS-30000582 | ladder | CFIHOS-30000582 |  | 2019-05-14 09:41 | 2021-10-08 14:11 |  | CR0028 | STANDARD
lamp | CFIHOS-30000354 | lamp | CFIHOS-30000354 |  | 2019-02-26 13:20 | 2021-10-08 14:11 |  | CR0014 | STANDARD
lathe | CFIHOS-30000112 | lathe | CFIHOS-30000112 |  | 2019-05-14 09:41 | 2021-10-08 14:11 |  | CR0028 | STANDARD
level element | CFIHOS-30000672 | capacitance probe | CFIHOS-30000400 |  | 2019-02-26 13:20 | 2021-10-08 14:11 |  | CR0014 | STANDARD
level element | CFIHOS-30000672 | radar level element | CFIHOS-30000200 |  | 2019-02-26 13:20 | 2021-10-08 14:11 |  | CR0014 | STANDARD
level element | CFIHOS-30000672 | ultrasonic level element | CFIHOS-30000266 |  | 2019-02-26 13:20 | 2021-10-08 14:11 |  | CR0014 | STANDARD
level gauge | CFIHOS-30000687 | magnetic level gauge | CFIHOS-30000437 |  | 2019-02-26 13:20 | 2021-10-08 14:11 |  | CR0014 | STANDARD
level gauge | CFIHOS-30000687 | servo tank gauge | CFIHOS-30000468 |  | 2019-02-26 13:20 | 2021-10-08 14:11 |  | CR0014 | STANDARD
level indicator | CFIHOS-30000692 | indicating instrument | CFIHOS-30000292 |  | 2019-02-26 13:20 | 2021-10-08 14:11 |  | CR0028 | TERMINATED
level switch | CFIHOS-30000677 | level switch | CFIHOS-30000677 |  | 2019-02-26 13:20 | 2021-10-08 14:11 |  | CR0014 | STANDARD
level switch | CFIHOS-30000677 | vibrating level switch | CFIHOS-30000272 |  | 2019-02-26 13:20 | 2021-10-08 14:11 |  | CR0028 | TERMINATED
level transmitter | CFIHOS-30000646 | capacitance level transmitter | CFIHOS-30000010 |  | 2019-02-26 13:20 | 2021-10-08 14:11 |  | CR0014 | STANDARD
level transmitter | CFIHOS-30000646 | conductivity level transmitter | CFIHOS-30000404 |  | 2019-02-26 13:20 | 2021-10-08 14:11 |  | CR0014 | STANDARD
level transmitter | CFIHOS-30000646 | differential pressure level transmitter | CFIHOS-30000416 |  | 2019-02-26 13:20 | 2021-10-08 14:11 |  | CR0014 | STANDARD
level transmitter | CFIHOS-30000646 | displacer level transmitter | CFIHOS-30000034 |  | 2019-02-26 13:20 | 2021-10-08 14:11 |  | CR0014 | STANDARD
level transmitter | CFIHOS-30000646 | hydrostatic pressure level transmitter | CFIHOS-30000091 |  | 2019-02-26 13:20 | 2021-10-08 14:11 |  | CR0028 | TERMINATED
level transmitter | CFIHOS-30000646 | magnetic level transmitter | CFIHOS-30000126 |  | 2019-02-26 13:20 | 2021-10-08 14:11 |  | CR0014 | STANDARD
level transmitter | CFIHOS-30000646 | nucleonic level transmitter | CFIHOS-30000853 |  | 2019-02-26 13:20 | 2021-10-08 14:11 |  | CR0014 | STANDARD
level transmitter | CFIHOS-30000646 | radar level transmitter | CFIHOS-30000460 |  | 2019-02-26 13:20 | 2021-10-08 14:11 |  | CR0014 | STANDARD
level transmitter | CFIHOS-30000646 | radioactive level transmitter | CFIHOS-30000461 |  | 2019-02-26 13:20 | 2021-10-08 14:11 |  | CR0014 | STANDARD
level transmitter | CFIHOS-30000646 | ultrasonic level transmitter | CFIHOS-30000484 |  | 2019-02-26 13:20 | 2021-10-08 14:11 |  | CR0014 | STANDARD
life boat | CFIHOS-30000601 | davit | CFIHOS-30000885 |  | 2020-11-23 16:52 | 2021-10-08 14:11 |  | CR0031 | STANDARD
life boat | CFIHOS-30000601 | life boat | CFIHOS-30000601 |  | 2019-05-14 09:41 | 2021-10-08 14:11 |  | CR0028 | STANDARD
life buoy | CFIHOS-30000114 | life buoy | CFIHOS-30000114 |  | 2019-05-14 09:41 | 2021-10-08 14:11 |  | CR0028 | STANDARD
life buoy light | CFIHOS-30000115 | life buoy light | CFIHOS-30000115 |  | 2019-05-14 09:41 | 2021-10-08 14:11 |  | CR0028 | STANDARD
life raft | CFIHOS-30000116 | life raft | CFIHOS-30000116 |  | 2019-05-14 09:41 | 2021-10-08 14:11 |  | CR0028 | STANDARD
lifting beam | CFIHOS-30000117 | lifting beam | CFIHOS-30000117 |  | 2019-05-14 09:41 | 2021-10-08 14:11 |  | CR0028 | STANDARD
lifting cap | CFIHOS-30000118 | lifting cap | CFIHOS-30000118 |  | 2019-05-14 09:41 | 2021-10-08 14:11 |  | CR0028 | STANDARD
lifting jack | CFIHOS-30000622 | lifting jack | CFIHOS-30000622 |  | 2019-05-14 09:41 | 2021-10-08 14:11 |  | CR0028 | STANDARD
lifting lug | CFIHOS-30000584 | lifting lug | CFIHOS-30000584 |  | 2019-05-14 09:41 | 2021-10-08 14:11 |  | CR0028 | STANDARD
lightning arrestor | CFIHOS-30000944 | lightning arrestor | CFIHOS-30000944 |  | 2021-10-08 14:11 | 2021-10-08 14:11 |  | FR52 | STANDARD
line blind | CFIHOS-30000119 | line blind | CFIHOS-30000119 |  | 2019-05-14 09:41 | 2021-10-08 14:11 |  | CR0028 | STANDARD
line throwing appliance | CFIHOS-30000900 | cabinet | CFIHOS-30000007 |  | 2020-11-23 16:52 | 2020-11-27 15:31 |  | CR0031 | STANDARD
line throwing appliance | CFIHOS-30000900 | line throwing appliance | CFIHOS-30000900 |  | 2021-10-08 14:11 | 2021-10-08 14:11 |  | CR0031 | STANDARD
linear polarization resistance element | CFIHOS-30000844 | linear polarization resistance element | CFIHOS-30000844 |  | 2021-10-08 14:11 | 2021-10-08 14:11 |  | FR60 | STANDARD
liquid composition analyser | CFIHOS-30000120 | liquid composition analyser | CFIHOS-30000120 |  | 2021-10-08 14:11 | 2021-10-08 14:11 |  | FR60 | STANDARD
liquid detector | CFIHOS-30000121 | liquid detector | CFIHOS-30000121 |  | 2019-02-26 13:20 | 2021-10-08 14:11 |  | CR0014 | STANDARD
load cell | CFIHOS-30000123 | load cell | CFIHOS-30000123 |  | 2019-02-26 13:20 | 2021-10-08 14:11 |  | CR0014 | STANDARD
loading arm | CFIHOS-30000602 | loading arm | CFIHOS-30000602 |  | 2019-05-14 09:41 | 2021-10-08 14:11 |  | CR0028 | STANDARD
logic cap | CFIHOS-30000124 | logic cap | CFIHOS-30000124 |  | 2019-05-14 09:41 | 2021-10-08 14:11 |  | CR0028 | STANDARD
loudspeaker | CFIHOS-30000436 | loudspeaker | CFIHOS-30000436 |  | 2019-05-14 09:41 | 2021-10-08 14:11 |  | CR0028 | STANDARD
louvre | CFIHOS-30000125 | louvre | CFIHOS-30000125 |  | 2019-02-26 13:20 | 2021-10-08 14:11 |  | CR0011 | STANDARD
low-pass filter | CFIHOS-30000356 | low-pass filter | CFIHOS-30000356 |  | 2019-03-18 09:38 | 2021-10-08 14:11 |  | CR0012 | STANDARD
lubrication system | CFIHOS-30000541 | lubrication system | CFIHOS-30000541 |  | 2019-05-14 09:41 | 2021-10-08 14:11 |  | CR0028 | STANDARD
luminaire | CFIHOS-30000357 | luminaire | CFIHOS-30000357 |  | 2019-03-18 09:38 | 2021-10-08 14:11 |  | CR0012 | STANDARD
magnetic level gauge | CFIHOS-30000437 | magnetic level gauge | CFIHOS-30000437 |  | 2021-10-08 14:11 | 2021-10-08 14:11 |  | FR60 | STANDARD
magnetic level transmitter | CFIHOS-30000126 | magnetic level transmitter | CFIHOS-30000126 |  | 2021-10-08 14:11 | 2021-10-08 14:11 |  | FR60 | STANDARD
manhole | CFIHOS-30000648 | pipe | CFIHOS-30000496 |  | 2021-10-08 14:11 | 2021-10-08 14:11 |  | FR60 | STANDARD
manifold | CFIHOS-30000308 | manifold | CFIHOS-30000308 |  | 2019-05-14 09:41 | 2021-10-08 14:11 |  | CR0028 | STANDARD
manual actuator | CFIHOS-30000695 | actuator | CFIHOS-30000607 |  | 2019-02-26 13:20 | 2021-10-08 14:11 |  | CR0028 | TERMINATED
manual actuator | CFIHOS-30000695 | electric actuator | CFIHOS-30000336 |  | 2019-02-26 13:20 | 2021-10-08 14:11 |  | CR0028 | TERMINATED
manual actuator | CFIHOS-30000695 | hydraulic actuator | CFIHOS-30000433 |  | 2019-02-26 13:20 | 2021-10-08 14:11 |  | CR0028 | TERMINATED
manual actuator | CFIHOS-30000695 | pneumatic actuator | CFIHOS-30000443 |  | 2019-02-26 13:20 | 2021-10-08 14:11 |  | CR0028 | TERMINATED
manual call point | CFIHOS-30000127 | manual call point | CFIHOS-30000127 |  | 2019-05-14 09:41 | 2021-10-08 14:11 |  | CR0028 | STANDARD
manual control switch | CFIHOS-30000128 | selector switch | CFIHOS-30000227 |  | 2019-02-26 13:20 | 2021-10-08 14:11 |  | CR0014 | STANDARD
manual switch | CFIHOS-30000847 | manual switch | CFIHOS-30000847 |  | 2021-10-08 14:11 | 2021-10-08 14:11 |  | FR60 | STANDARD
manual valve | CFIHOS-30000649 | ball valve | CFIHOS-30000807 |  | 2019-02-26 13:20 | 2021-10-08 14:11 |  | CR0011 | STANDARD
manual valve | CFIHOS-30000649 | block and bleed valve | CFIHOS-30000808 |  | 2019-02-26 13:20 | 2021-10-08 14:11 |  | CR0011 | STANDARD
manual valve | CFIHOS-30000649 | butterfly valve | CFIHOS-30000810 |  | 2019-02-26 13:20 | 2021-10-08 14:11 |  | CR0011 | STANDARD
manual valve | CFIHOS-30000649 | choke valve | CFIHOS-30000812 |  | 2019-02-26 13:20 | 2021-10-08 14:11 |  | CR0011 | STANDARD
manual valve | CFIHOS-30000649 | diaphragm valve | CFIHOS-30000818 |  | 2019-02-26 13:20 | 2021-10-08 14:11 |  | CR0011 | STANDARD
manual valve | CFIHOS-30000649 | double block and bleed valve | CFIHOS-30000822 |  | 2019-02-26 13:20 | 2021-10-08 14:11 |  | CR0011 | STANDARD
manual valve | CFIHOS-30000649 | eccentric rotating disc valve | CFIHOS-30000825 |  | 2019-02-26 13:20 | 2021-10-08 14:11 |  | CR0011 | STANDARD
manual valve | CFIHOS-30000649 | gate valve | CFIHOS-30000838 |  | 2019-02-26 13:20 | 2021-10-08 14:11 |  | CR0011 | STANDARD
manual valve | CFIHOS-30000649 | globe valve | CFIHOS-30000840 |  | 2019-02-26 13:20 | 2021-10-08 14:11 |  | CR0011 | STANDARD
manual valve | CFIHOS-30000649 | multiport valve | CFIHOS-30000850 |  | 2019-02-26 13:20 | 2021-10-08 14:11 |  | CR0011 | STANDARD
manual valve | CFIHOS-30000649 | needle valve | CFIHOS-30000852 |  | 2019-02-26 13:20 | 2021-10-08 14:11 |  | CR0011 | STANDARD
manual valve | CFIHOS-30000649 | plug valve | CFIHOS-30000860 |  | 2019-02-26 13:20 | 2021-10-08 14:11 |  | CR0011 | STANDARD
manual valve | CFIHOS-30000649 | slide valve | CFIHOS-30000866 |  | 2019-02-26 13:20 | 2021-10-08 14:11 |  | CR0011 | STANDARD
manway | CFIHOS-30000901 | pipe | CFIHOS-30000496 |  | 2020-11-23 16:52 | 2021-10-08 14:11 |  | CR0031 | STANDARD
mast | CFIHOS-30000130 | mast | CFIHOS-30000130 |  | 2019-05-14 09:41 | 2021-10-08 14:11 |  | CR0028 | STANDARD
mechanical connector | CFIHOS-30000131 | mechanical connector | CFIHOS-30000131 |  | 2019-05-14 09:41 | 2021-10-08 14:11 |  | CR0028 | STANDARD
mechanical positioner | CFIHOS-30000438 | mechanical positioner | CFIHOS-30000438 |  | 2019-02-26 13:20 | 2021-10-08 14:11 |  | CR0011 | STANDARD
mechanical seal | CFIHOS-30000542 | mechanical seal | CFIHOS-30000542 |  | 2019-05-14 09:41 | 2021-10-08 14:11 |  | CR0028 | STANDARD
meteorological equipment | CFIHOS-30000903 | meteorological equipment | CFIHOS-30000903 |  | 2020-11-23 16:52 | 2021-10-08 14:11 |  | CR0031 | STANDARD
meteorological sensor | CFIHOS-30000945 | meteorological sensor | CFIHOS-30000945 |  | 2021-10-08 14:11 | 2021-10-08 14:11 |  | FR52 | STANDARD
meter prover | CFIHOS-30000132 | meter prover | CFIHOS-30000132 |  | 2019-03-18 09:38 | 2021-10-08 14:11 |  | CR0012 | STANDARD
metering station | CFIHOS-30000904 | metering station | CFIHOS-30000904 |  | 2021-10-08 14:11 | 2021-10-08 14:11 |  | CR0031 | STANDARD
metering station | CFIHOS-30000904 | transmitter | CFIHOS-30000661 |  | 2020-11-23 16:52 | 2020-11-27 15:31 |  | CR0031 | STANDARD
microphone | CFIHOS-30000133 | microphone | CFIHOS-30000133 |  | 2019-05-14 09:41 | 2021-10-08 14:11 |  | CR0028 | STANDARD
mid-water arch | CFIHOS-30000709 | mid-water arch | CFIHOS-30000709 |  | 2019-02-26 13:20 | 2021-10-08 14:11 |  | CR0015 | STANDARD
mixer | CFIHOS-30000543 | agitator | CFIHOS-30000102 |  | 2019-02-26 13:20 | 2021-10-08 14:11 |  | CR0028 | TERMINATED
mixer | CFIHOS-30000543 | mixer | CFIHOS-30000543 |  | 2019-02-26 13:20 | 2021-10-08 14:11 |  | CR0028 | TERMINATED
mixer | CFIHOS-30000543 | static mixer | CFIHOS-30000630 |  | 2019-02-26 13:20 | 2021-10-08 14:11 |  | CR0028 | TERMINATED
modem | CFIHOS-30000135 | modem | CFIHOS-30000135 |  | 2019-05-14 09:41 | 2021-10-08 14:11 |  | CR0028 | STANDARD
modulating damper | CFIHOS-30000905 | modulating damper | CFIHOS-30000905 |  | 2020-11-23 16:52 | 2021-10-08 14:11 |  | CR0031 | STANDARD
motor control centre | CFIHOS-30000623 | motor control centre | CFIHOS-30000623 |  | 2019-03-18 09:38 | 2021-10-08 14:11 |  | CR0012 | STANDARD
motor operated valve | CFIHOS-30000738 | motor operated valve | CFIHOS-30000738 |  | 2019-05-14 09:41 | 2021-10-08 14:11 |  | CR0028 | STANDARD
mounting bracket | CFIHOS-30000136 | mounting bracket | CFIHOS-30000136 |  | 2019-05-14 09:41 | 2021-10-08 14:11 |  | CR0028 | STANDARD
multi property analyser | CFIHOS-30000137 | multi property analyser | CFIHOS-30000137 |  | 2021-10-08 14:11 | 2021-10-08 14:11 |  | FR60 | STANDARD
multiphase meter | CFIHOS-30000688 | multiphase meter | CFIHOS-30000688 |  | 2019-02-26 13:20 | 2021-10-08 14:11 |  | CR0014 | STANDARD
multiple orifice on-off valve | CFIHOS-30000848 | multiple orifice on-off valve | CFIHOS-30000848 |  | 2021-10-08 14:11 | 2021-10-08 14:11 |  | FR60 | STANDARD
multiplexer | CFIHOS-30000138 | multiplexer | CFIHOS-30000138 |  | 2019-05-14 09:41 | 2021-10-08 14:11 |  | CR0028 | STANDARD
multiport on-off valve | CFIHOS-30000849 | multiport on-off valve | CFIHOS-30000849 |  | 2021-10-08 14:11 | 2021-10-08 14:11 |  | FR60 | STANDARD
multiport valve | CFIHOS-30000850 | multiport valve | CFIHOS-30000850 |  | 2021-10-08 14:11 | 2021-10-08 14:11 |  | FR60 | STANDARD
needle control valve | CFIHOS-30000851 | needle control valve | CFIHOS-30000851 |  | 2021-10-08 14:11 | 2021-10-08 14:11 |  | FR60 | STANDARD
needle valve | CFIHOS-30000852 | needle valve | CFIHOS-30000852 |  | 2021-10-08 14:11 | 2021-10-08 14:11 |  | FR60 | STANDARD
network | CFIHOS-30000906 | cabinet | CFIHOS-30000007 |  | 2020-11-23 16:52 | 2020-11-27 15:31 |  | CR0031 | STANDARD
non-return damper | CFIHOS-30000650 | non-return damper | CFIHOS-30000650 |  | 2019-05-14 09:41 | 2021-10-08 14:11 |  | CR0028 | STANDARD
nozzle | CFIHOS-30000495 | nozzle | CFIHOS-30000495 |  | 2021-10-08 14:11 | 2021-10-08 14:11 |  | FR60 | STANDARD
nucleonic level transmitter | CFIHOS-30000853 | nucleonic level transmitter | CFIHOS-30000853 |  | 2021-10-08 14:11 | 2021-10-08 14:11 |  | FR60 | STANDARD
office building | CFIHOS-30000163 | office building | CFIHOS-30000163 |  | 2019-05-14 09:41 | 2021-10-08 14:11 |  | CR0028 | STANDARD
oil circuit-breaker | CFIHOS-30000854 | oil circuit-breaker | CFIHOS-30000854 |  | 2021-10-08 14:11 | 2021-10-08 14:11 |  | FR60 | STANDARD
oil mist detector | CFIHOS-30000689 | oil mist detector | CFIHOS-30000689 |  | 2019-02-26 13:20 | 2021-10-08 14:11 |  | CR0014 | STANDARD
on-off valve | CFIHOS-30000651 | ball control valve | CFIHOS-30000806 |  | 2019-02-26 13:20 | 2021-10-08 14:11 |  | CR0011;CR0032 | TERMINATED
on-off valve | CFIHOS-30000651 | butterfly control valve | CFIHOS-30000809 |  | 2019-02-26 13:20 | 2021-10-08 14:11 |  | CR0011;CR0032 | TERMINATED
on-off valve | CFIHOS-30000651 | diaphragm control valve | CFIHOS-30000817 |  | 2019-02-26 13:20 | 2021-10-08 14:11 |  | CR0011;CR0032 | TERMINATED
on-off valve | CFIHOS-30000651 | gate control valve | CFIHOS-30000837 |  | 2019-02-26 13:20 | 2021-10-08 14:11 |  | CR0011;CR0032 | TERMINATED
on-off valve | CFIHOS-30000651 | globe control valve | CFIHOS-30000839 |  | 2019-02-26 13:20 | 2021-10-08 14:11 |  | CR0011;CR0032 | TERMINATED
on-off valve | CFIHOS-30000651 | multiple orifice on-off valve | CFIHOS-30000848 |  | 2019-02-26 13:20 | 2021-10-08 14:11 |  | CR0011;CR0032 | TERMINATED
on-off valve | CFIHOS-30000651 | multiport on-off valve | CFIHOS-30000849 |  | 2019-02-26 13:20 | 2021-10-08 14:11 |  | CR0011;CR0032 | TERMINATED
plug valve | CFIHOS-30000860 | plug valve | CFIHOS-30000860 |  | 2021-10-08 14:11 | 2021-10-08 14:11 |  | FR60 | STANDARD
pneumatic actuator | CFIHOS-30000443 | pneumatic actuator | CFIHOS-30000443 |  | 2021-10-08 14:11 | 2021-10-08 14:11 |  | FR60 | STANDARD
pneumatic controller | CFIHOS-30000444 | pneumatic controller | CFIHOS-30000444 |  | 2021-10-08 14:11 | 2021-10-08 14:11 |  | FR60 | STANDARD
pneumatic cylinder | CFIHOS-30000757 | pneumatic cylinder | CFIHOS-30000757 |  | 2019-05-14 09:41 | 2021-10-08 14:11 |  | CR0028 | STANDARD
pneumatic motor | CFIHOS-30000548 | pneumatic motor | CFIHOS-30000548 |  | 2019-05-14 09:41 | 2021-10-08 14:11 |  | CR0028 | STANDARD
position switch | CFIHOS-30000678 | position switch | CFIHOS-30000678 |  | 2019-02-26 13:20 | 2021-10-08 14:11 |  | CR0014 | STANDARD
position switch | CFIHOS-30000678 | proximity switch | CFIHOS-30000458 |  | 2019-02-26 13:20 | 2021-10-08 14:11 |  | CR0014 | STANDARD
position transmitter | CFIHOS-30000449 | position transmitter | CFIHOS-30000449 |  | 2019-02-26 13:20 | 2021-10-08 14:11 |  | CR0014 | STANDARD
positioning system | CFIHOS-30000184 | positioning system | CFIHOS-30000184 |  | 2019-05-14 09:41 | 2021-10-08 14:11 |  | CR0028 | STANDARD
positive displacement flow element | CFIHOS-30000185 | positive displacement flow element | CFIHOS-30000185 |  | 2021-10-08 14:11 | 2021-10-08 14:11 |  | FR60 | STANDARD
positive displacement flow transmitter | CFIHOS-30000450 | positive displacement flow transmitter | CFIHOS-30000450 |  | 2021-10-08 14:11 | 2021-10-08 14:11 |  | FR60 | STANDARD
pour point analyser | CFIHOS-30000451 | pour point analyser | CFIHOS-30000451 |  | 2021-10-08 14:11 | 2021-10-08 14:11 |  | FR60 | STANDARD
power cable | CFIHOS-30000360 | power cable | CFIHOS-30000360 |  | 2019-03-18 09:38 | 2021-10-08 14:11 |  | CR0012 | STANDARD
power stabiliser | CFIHOS-30000186 | power stabiliser | CFIHOS-30000186 |  | 2019-03-18 09:38 | 2021-10-08 14:11 |  | CR0012 | STANDARD
power supply unit | CFIHOS-30000361 | power supply unit | CFIHOS-30000361 |  | 2019-02-26 13:20 | 2021-10-08 14:11 |  | CR0012 | STANDARD
pressure element | CFIHOS-30000673 | pressure element | CFIHOS-30000673 |  | 2019-02-26 13:20 | 2021-10-08 14:11 |  | CR0014 | STANDARD
pressure gauge | CFIHOS-30000452 | pressure gauge | CFIHOS-30000452 |  | 2019-02-26 13:20 | 2021-10-08 14:11 |  | CR0014 | STANDARD
pressure indicator | CFIHOS-30000693 | indicating instrument | CFIHOS-30000292 |  | 2019-02-26 13:20 | 2021-10-08 14:11 |  | CR0028 | TERMINATED
pressure regulator | CFIHOS-30000453 | pressure regulator | CFIHOS-30000453 |  | 2021-10-08 14:11 | 2021-10-08 14:11 |  | FR60 | STANDARD
pressure relief damper | CFIHOS-30000624 | pressure relief damper | CFIHOS-30000624 |  | 2019-05-14 09:41 | 2021-10-08 14:11 |  | CR0028 | STANDARD
pressure relief device | CFIHOS-30000653 | conventional relief valve | CFIHOS-30000815 |  | 2019-02-26 13:20 | 2021-10-08 14:11 |  | CR0028 | TERMINATED
pressure relief device | CFIHOS-30000653 | pilot operated relief valve | CFIHOS-30000856 |  | 2019-02-26 13:20 | 2021-10-08 14:11 |  | CR0028 | TERMINATED
pressure relief device | CFIHOS-30000653 | pressure-vacuum relief valve | CFIHOS-30000861 |  | 2019-02-26 13:20 | 2021-10-08 14:11 |  | CR0028 | TERMINATED
pressure relief device | CFIHOS-30000653 | relief valve | CFIHOS-30000295 |  | 2019-02-26 13:20 | 2021-10-08 14:11 |  | CR0028 | TERMINATED
pressure relief device | CFIHOS-30000653 | rupture disc | CFIHOS-30000466 |  | 2019-02-26 13:20 | 2021-10-08 14:11 |  | CR0028 | TERMINATED
pressure relief device | CFIHOS-30000653 | vacuum relief valve | CFIHOS-30000634 |  | 2019-02-26 13:20 | 2021-10-08 14:11 |  | CR0028 | TERMINATED
pressure switch | CFIHOS-30000454 | pressure switch | CFIHOS-30000454 |  | 2019-02-26 13:20 | 2021-10-08 14:11 |  | CR0014 | STANDARD
pressure to current converter | CFIHOS-30000455 | pressure to current converter | CFIHOS-30000455 |  | 2021-10-08 14:11 | 2021-10-08 14:11 |  | FR60 | STANDARD
pressure transmitter | CFIHOS-30000654 | absolute pressure transmitter | CFIHOS-30000395 |  | 2019-02-26 13:20 | 2021-10-08 14:11 |  | CR0014 | STANDARD
pressure transmitter | CFIHOS-30000654 | relative pressure transmitter | CFIHOS-30000208 |  | 2019-02-26 13:20 | 2021-10-08 14:11 |  | CR0014 | STANDARD
pressure-vacuum relief valve | CFIHOS-30000861 | pressure-vacuum relief valve | CFIHOS-30000861 |  | 2021-10-08 14:11 | 2021-10-08 14:11 |  | FR60 | STANDARD
printed circuit heat exchanger | CFIHOS-30000754 | printed circuit heat exchanger | CFIHOS-30000754 |  | 2019-05-14 09:41 | 2021-10-08 14:11 |  | CR0028 | STANDARD
printing machine | CFIHOS-30000456 | printing machine | CFIHOS-30000456 |  | 2019-05-14 09:41 | 2021-10-08 14:11 |  | CR0028 | STANDARD
process column | CFIHOS-30000586 | absorber column | CFIHOS-30000800 |  | 2019-02-26 13:20 | 2021-10-08 14:11 |  | CR0013 | STANDARD
process column | CFIHOS-30000586 | adsorber column | CFIHOS-30000802 |  | 2019-02-26 13:20 | 2021-10-08 14:11 |  | CR0013 | STANDARD
process column | CFIHOS-30000586 | contactor column | CFIHOS-30000814 |  | 2019-02-26 13:20 | 2021-10-08 14:11 |  | CR0013 | STANDARD
process column | CFIHOS-30000586 | distillation column | CFIHOS-30000821 |  | 2019-02-26 13:20 | 2021-10-08 14:11 |  | CR0013 | STANDARD
process column | CFIHOS-30000586 | scrubber | CFIHOS-30000588 |  | 2019-02-26 13:20 | 2021-10-08 14:11 |  | CR0013 | STANDARD
process column | CFIHOS-30000586 | stabilizer column | CFIHOS-30000868 |  | 2019-02-26 13:20 | 2021-10-08 14:11 |  | CR0013 | STANDARD
process column | CFIHOS-30000586 | stripper column | CFIHOS-30000869 |  | 2019-02-26 13:20 | 2021-10-08 14:11 |  | CR0013 | STANDARD
process column | CFIHOS-30000586 | vacuum column | CFIHOS-30000875 |  | 2019-02-26 13:20 | 2021-10-08 14:11 |  | CR0013 | STANDARD
process data acquisition and control | CFIHOS-30000189 | process data acquisition and control | CFIHOS-30000189 |  | 2019-05-14 09:41 | 2021-10-08 14:11 |  | CR0028 | STANDARD
process nozzle | CFIHOS-30000655 | nozzle | CFIHOS-30000495 |  | 2019-05-14 09:41 | 2021-10-08 14:11 |  | CR0028 | STANDARD
process reactor | CFIHOS-30000758 | process reactor | CFIHOS-30000758 |  | 2019-05-14 09:41 | 2021-10-08 14:11 |  | CR0028 | STANDARD
protection relay | CFIHOS-30000728 | protection relay | CFIHOS-30000728 |  | 2019-03-18 09:38 | 2021-10-08 14:11 |  | CR0012 | STANDARD
proximity element | CFIHOS-30000457 | proximity element | CFIHOS-30000457 |  | 2019-02-26 13:20 | 2021-10-08 14:11 |  | CR0014 | STANDARD
proximity switch | CFIHOS-30000458 | proximity switch | CFIHOS-30000458 |  | 2021-10-08 14:11 | 2021-10-08 14:11 |  | FR60 | STANDARD
public address and alarm system | CFIHOS-30000191 | public address and alarm system | CFIHOS-30000191 |  | 2019-05-14 09:41 | 2021-10-08 14:11 |  | CR0028 | STANDARD
pulsation damper | CFIHOS-30000549 | pulsation damper | CFIHOS-30000549 |  | 2019-05-14 09:41 | 2021-10-08 14:11 |  | CR0028 | STANDARD
pump | CFIHOS-30000550 | centrifugal pump | CFIHOS-30000521 |  | 2019-02-26 13:20 | 2021-10-08 14:11 |  | CR0009 | STANDARD
pump | CFIHOS-30000550 | diaphragm pump | CFIHOS-30000526 |  | 2019-02-26 13:20 | 2021-10-08 14:11 |  | CR0009;CR0028 | TERMINATED
pump | CFIHOS-30000550 | gear pump | CFIHOS-30000536 |  | 2019-02-26 13:20 | 2021-10-08 14:11 |  | CR0009;CR0028 | TERMINATED
pump | CFIHOS-30000550 | liquid ring pump | CFIHOS-30000845 |  | 2019-02-26 13:20 | 2021-10-08 14:11 |  | CR0009;CR0028 | TERMINATED
pump | CFIHOS-30000550 | lobe pump | CFIHOS-30000846 |  | 2019-02-26 13:20 | 2021-10-08 14:11 |  | CR0009;CR0028 | TERMINATED
pump | CFIHOS-30000550 | piston pump | CFIHOS-30000546 |  | 2019-02-26 13:20 | 2021-10-08 14:11 |  | CR0009;CR0028 | TERMINATED
pump | CFIHOS-30000550 | plunger pump | CFIHOS-30000547 |  | 2019-02-26 13:20 | 2021-10-08 14:11 |  | CR0009;CR0028 | TERMINATED
pump | CFIHOS-30000550 | reciprocating pump | CFIHOS-30000862 |  | 2019-02-26 13:20 | 2021-10-08 14:11 |  | CR0009 | STANDARD
pump | CFIHOS-30000550 | rod pump | CFIHOS-30000219 |  | 2019-02-26 13:20 | 2021-10-08 14:11 |  | CR0009;CR0028 | TERMINATED
pump | CFIHOS-30000550 | rotary pump | CFIHOS-30000864 |  | 2019-02-26 13:20 | 2021-10-08 14:11 |  | CR0009 | STANDARD
pump | CFIHOS-30000550 | screw pump | CFIHOS-30000554 |  | 2019-02-26 13:20 | 2021-10-08 14:11 |  | CR0009;CR0028 | TERMINATED
pump | CFIHOS-30000550 | vane pump | CFIHOS-30000560 |  | 2019-02-26 13:20 | 2021-10-08 14:11 |  | CR0009;CR0028 | TERMINATED
push button | CFIHOS-30000459 | push button | CFIHOS-30000459 |  | 2019-02-26 13:20 | 2021-10-08 14:11 |  | CR0014 | STANDARD
rack | CFIHOS-30000199 | rack | CFIHOS-30000199 |  | 2019-05-14 09:41 | 2021-10-08 14:11 |  | CR0028 | STANDARD
radar | CFIHOS-30000626 | radar | CFIHOS-30000626 |  | 2019-05-14 09:41 | 2021-10-08 14:11 |  | CR0028 | STANDARD
radar level element | CFIHOS-30000200 | radar level element | CFIHOS-30000200 |  | 2021-10-08 14:11 | 2021-10-08 14:11 |  | FR60 | STANDARD
radar level transmitter | CFIHOS-30000460 | radar level transmitter | CFIHOS-30000460 |  | 2021-10-08 14:11 | 2021-10-08 14:11 |  | FR60 | STANDARD
radiator | CFIHOS-30000201 | radiator | CFIHOS-30000201 |  | 2019-05-14 09:41 | 2021-10-08 14:11 |  | CR0028 | STANDARD
radio beacon | CFIHOS-30000627 | radio beacon | CFIHOS-30000627 |  | 2021-10-08 14:11 | 2021-10-08 14:11 |  | FR60 | STANDARD
radio caravan | CFIHOS-30000202 | radio caravan | CFIHOS-30000202 |  | 2019-05-14 09:41 | 2021-10-08 14:11 |  | CR0028 | STANDARD
radio transceiver | CFIHOS-30000203 | radio transceiver | CFIHOS-30000203 |  | 2019-05-14 09:41 | 2021-10-08 14:11 |  | CR0028 | STANDARD
radioactive level transmitter | CFIHOS-30000461 | radioactive level transmitter | CFIHOS-30000461 |  | 2021-10-08 14:11 | 2021-10-08 14:11 |  | FR60 | STANDARD
radioactive source | CFIHOS-30000204 | radioactive level transmitter | CFIHOS-30000461 |  | 2021-10-08 14:11 | 2021-10-08 14:11 |  | FR60 | STANDARD
reader | CFIHOS-30000205 | reader | CFIHOS-30000205 |  | 2019-03-18 09:38 | 2021-10-08 14:11 |  | CR0012 | STANDARD
reciprocating compressor | CFIHOS-30000551 | reciprocating compressor | CFIHOS-30000551 |  | 2021-10-08 14:11 | 2021-10-08 14:11 |  | FR60 | STANDARD
reciprocating pump | CFIHOS-30000862 | reciprocating pump | CFIHOS-30000862 |  | 2021-10-08 14:11 | 2021-10-08 14:11 |  | FR60 | STANDARD
recording instrument | CFIHOS-30000462 | recording instrument | CFIHOS-30000462 |  | 2019-02-26 13:20 | 2021-10-08 14:11 |  | CR0014 | STANDARD
rectifier | CFIHOS-30000363 | rectifier | CFIHOS-30000363 |  | 2019-03-18 09:38 | 2021-10-08 14:11 |  | CR0012 | STANDARD
redox analyser | CFIHOS-30000206 | redox analyser | CFIHOS-30000206 |  | 2021-10-08 14:11 | 2021-10-08 14:11 |  | FR60 | STANDARD
relative pressure transmitter | CFIHOS-30000208 | relative pressure transmitter | CFIHOS-30000208 |  | 2021-10-08 14:11 | 2021-10-08 14:11 |  | FR60 | STANDARD
relay | CFIHOS-30000364 | relay | CFIHOS-30000364 |  | 2019-03-18 09:38 | 2021-10-08 14:11 |  | CR0012 | STANDARD
relief valve | CFIHOS-30000295 | conventional relief valve | CFIHOS-30000815 |  | 2019-02-26 13:20 | 2021-10-08 14:11 |  | CR0011 | STANDARD
relief valve | CFIHOS-30000295 | pilot operated relief valve | CFIHOS-30000856 |  | 2019-02-26 13:20 | 2021-10-08 14:11 |  | CR0011 | STANDARD
relief valve | CFIHOS-30000295 | pressure-vacuum relief valve | CFIHOS-30000861 |  | 2019-02-26 13:20 | 2021-10-08 14:11 |  | CR0011 | STANDARD
relief valve | CFIHOS-30000295 | relief valve | CFIHOS-30000295 |  | 2019-02-26 13:20 | 2021-10-08 14:11 |  | CR0028 | TERMINATED
remote actuator | CFIHOS-30000696 | actuator | CFIHOS-30000607 |  | 2019-02-26 13:20 | 2021-10-08 14:11 |  | CR0028 | TERMINATED
remote actuator | CFIHOS-30000696 | electric actuator | CFIHOS-30000336 |  | 2019-02-26 13:20 | 2021-10-08 14:11 |  | CR0028 | TERMINATED
remote actuator | CFIHOS-30000696 | hydraulic actuator | CFIHOS-30000433 |  | 2019-02-26 13:20 | 2021-10-08 14:11 |  | CR0028 | TERMINATED
remote actuator | CFIHOS-30000696 | pneumatic actuator | CFIHOS-30000443 |  | 2019-02-26 13:20 | 2021-10-08 14:11 |  | CR0028 | TERMINATED
remote terminal unit | CFIHOS-30000209 | remote terminal unit | CFIHOS-30000209 |  | 2019-03-18 09:38 | 2021-10-08 14:11 |  | CR0012 | STANDARD
remote-operated control unit | CFIHOS-30000912 | computer | CFIHOS-30000402 |  | 2020-11-23 16:52 | 2021-10-08 14:11 |  | CR0031 | STANDARD
residential building | CFIHOS-30000210 | residential building | CFIHOS-30000210 |  | 2019-05-14 09:41 | 2021-10-08 14:11 |  | CR0028 | STANDARD
resistance temperature element | CFIHOS-30000463 | resistance temperature element | CFIHOS-30000463 |  | 2021-10-08 14:11 | 2021-10-08 14:11 |  | FR60 | STANDARD
restriction orifice plate | CFIHOS-30000464 | restriction orifice plate | CFIHOS-30000464 |  | 2019-02-26 13:20 | 2021-10-08 14:11 |  | CR0014 | STANDARD
rigid riser | CFIHOS-30000863 | rigid riser | CFIHOS-30000863 |  | 2021-10-08 14:11 | 2021-10-08 14:11 |  | FR60 | STANDARD
ring main unit | CFIHOS-30000729 | ring main unit | CFIHOS-30000729 |  | 2019-03-18 09:38 | 2021-10-08 14:11 |  | CR0012 | STANDARD
riser | CFIHOS-30000502 | flexible riser | CFIHOS-30000828 |  | 2019-02-26 13:20 | 2021-10-08 14:11 |  | CR0015 | STANDARD
riser | CFIHOS-30000502 | rigid riser | CFIHOS-30000863 |  | 2019-02-26 13:20 | 2021-10-08 14:11 |  | CR0015 | STANDARD
riser support | CFIHOS-30000656 | riser support | CFIHOS-30000656 |  | 2021-10-08 14:11 | 2021-10-08 14:11 |  | FR60 | STANDARD
road | CFIHOS-30000218 | road | CFIHOS-30000218 |  | 2019-05-14 09:41 | 2021-10-08 14:11 |  | CR0028 | STANDARD
roller conveyor | CFIHOS-30000569 | roller conveyor | CFIHOS-30000569 |  | 2019-05-14 09:41 | 2021-10-08 14:11 |  | CR0028 | STANDARD
rope | CFIHOS-30000603 | rope | CFIHOS-30000603 |  | 2019-05-14 09:41 | 2021-10-08 14:11 |  | CR0028 | STANDARD
rotameter flow meter | CFIHOS-30000465 | rotameter flow meter | CFIHOS-30000465 |  | 2021-10-08 14:11 | 2021-10-08 14:11 |  | FR60 | STANDARD
rotary compressor | CFIHOS-30000552 | rotary compressor | CFIHOS-30000552 |  | 2021-10-08 14:11 | 2021-10-08 14:11 |  | FR60 | STANDARD
rotary pump | CFIHOS-30000864 | rotary pump | CFIHOS-30000864 |  | 2021-10-08 14:11 | 2021-10-08 14:11 |  | FR60 | STANDARD
rotary table | CFIHOS-30000915 | hydraulic controller | CFIHOS-30000434 |  | 2020-11-23 16:52 | 2020-11-27 15:31 |  | CR0031 | STANDARD
rotary table | CFIHOS-30000915 | rotary table | CFIHOS-30000915 |  | 2021-10-08 14:11 | 2021-10-08 14:11 |  | CR0031 | STANDARD
rotational speed element | CFIHOS-30000750 | rotational speed element | CFIHOS-30000750 |  | 2019-05-14 09:41 | 2021-10-08 14:11 |  | CR0028 | STANDARD
router | CFIHOS-30000221 | router | CFIHOS-30000221 |  | 2019-05-14 09:41 | 2021-10-08 14:11 |  | CR0028 | STANDARD
running tool | CFIHOS-30000628 | special tool | CFIHOS-30000247 |  | 2021-10-08 14:11 | 2021-10-08 14:11 |  | FR60 | STANDARD
running tool | CFIHOS-30000628 | subsea remote operated tool | CFIHOS-30000723 |  | 2021-10-08 14:11 | 2021-10-08 14:11 |  | FR60 | STANDARD
rupture disc | CFIHOS-30000466 | rupture disc | CFIHOS-30000466 |  | 2019-02-26 13:20 | 2021-10-08 14:11 |  | CR0011 | STANDARD
safety barrier | CFIHOS-30000222 | safety barrier | CFIHOS-30000222 |  | 2019-02-26 13:20 | 2021-10-08 14:11 |  | CR0014 | STANDARD
safety display plan | CFIHOS-30000916 | cabinet | CFIHOS-30000007 |  | 2020-11-23 16:52 | 2020-11-27 15:31 |  | CR0031 | STANDARD
safety display plan | CFIHOS-30000916 | safety display plan | CFIHOS-30000916 |  | 2021-10-08 14:11 | 2021-10-08 14:11 |  | CR0031 | STANDARD
safety shower | CFIHOS-30000513 | safety shower | CFIHOS-30000513 |  | 2019-05-14 09:41 | 2021-10-08 14:11 |  | CR0028 | STANDARD
safety sign | CFIHOS-30000917 | cabinet | CFIHOS-30000007 |  | 2020-11-23 16:52 | 2020-11-27 15:31 |  | CR0031 | STANDARD
safety sign | CFIHOS-30000917 | safety sign | CFIHOS-30000917 |  | 2021-10-08 14:11 | 2021-10-08 14:11 |  | CR0031 | STANDARD
sample connection point | CFIHOS-30000918 | pipe | CFIHOS-30000496 |  | 2020-11-23 16:52 | 2021-10-08 14:11 |  | CR0031 | STANDARD
sample loop component | CFIHOS-30000224 | sample loop component | CFIHOS-30000224 |  | 2021-10-08 14:11 | 2021-10-08 14:11 |  | FR60 | STANDARD
sample vessel | CFIHOS-30000711 | sample vessel | CFIHOS-30000711 |  | 2019-02-26 13:20 | 2021-10-08 14:11 |  | CR0015 | STANDARD
sampler | CFIHOS-30000467 | sampler | CFIHOS-30000467 |  | 2019-02-26 13:20 | 2021-10-08 14:11 |  | CR0014 | STANDARD
sand detector | CFIHOS-30000243 | sand detector | CFIHOS-30000243 |  | 2019-02-26 13:20 | 2021-10-08 14:11 |  | CR0014 | STANDARD
satellite communications terminal | CFIHOS-30000225 | satellite communications terminal | CFIHOS-30000225 |  | 2019-05-14 09:41 | 2021-10-08 14:11 |  | CR0028 | STANDARD
scraper | CFIHOS-30000587 | scraper | CFIHOS-30000587 |  | 2019-05-14 09:41 | 2021-10-08 14:11 |  | CR0028 | STANDARD
screw conveyor | CFIHOS-30000226 | screw conveyor | CFIHOS-30000226 |  | 2019-05-14 09:41 | 2021-10-08 14:11 |  | CR0028 | STANDARD
scrubber | CFIHOS-30000588 | scrubber | CFIHOS-30000588 |  | 2021-10-08 14:11 | 2021-10-08 14:11 |  | FR60 | STANDARD
seal | CFIHOS-30000309 | seal | CFIHOS-30000309 |  | 2019-05-14 09:41 | 2021-10-08 14:11 |  | CR0028 | STANDARD
selector switch | CFIHOS-30000227 | selector switch | CFIHOS-30000227 |  | 2021-10-08 14:11 | 2021-10-08 14:11 |  | FR60 | STANDARD
self operating valve | CFIHOS-30000682 | flow regulator | CFIHOS-30000429 |  | 2019-02-26 13:20 | 2021-10-08 14:11 |  | CR0011 | STANDARD
self operating valve | CFIHOS-30000682 | pressure regulator | CFIHOS-30000453 |  | 2019-02-26 13:20 | 2021-10-08 14:11 |  | CR0011 | STANDARD
self operating valve | CFIHOS-30000682 | temperature regulator | CFIHOS-30000474 |  | 2019-02-26 13:20 | 2021-10-08 14:11 |  | CR0011 | STANDARD
separator | CFIHOS-30000698 | gas cyclone separator | CFIHOS-30000075 |  | 2019-02-26 13:20 | 2021-10-08 14:11 |  | CR0013 | STANDARD
separator | CFIHOS-30000698 | gravity separator | CFIHOS-30000841 |  | 2019-02-26 13:20 | 2021-10-08 14:11 |  | CR0013 | STANDARD
separator | CFIHOS-30000698 | hydro cyclone | CFIHOS-30000581 |  | 2019-02-26 13:20 | 2021-10-08 14:11 |  | CR0013 | STANDARD
servo tank gauge | CFIHOS-30000468 | servo tank gauge | CFIHOS-30000468 |  | 2021-10-08 14:11 | 2021-10-08 14:11 |  | FR60 | STANDARD
shale shaker | CFIHOS-30000228 | shale shaker | CFIHOS-30000228 |  | 2019-05-14 09:41 | 2021-10-08 14:11 |  | CR0028 | STANDARD
shear ram | CFIHOS-30000739 | shear ram | CFIHOS-30000739 |  | 2019-05-14 09:41 | 2021-10-08 14:11 |  | CR0028 | STANDARD
sheave | CFIHOS-30000231 | sheave | CFIHOS-30000231 |  | 2019-05-14 09:41 | 2021-10-08 14:11 |  | CR0028 | STANDARD
shell | CFIHOS-30000590 | shell | CFIHOS-30000590 |  | 2019-05-14 09:41 | 2021-10-08 14:11 |  | CR0028 | STANDARD
shell and tube heat exchanger | CFIHOS-30000755 | shell and tube heat exchanger | CFIHOS-30000755 |  | 2019-05-14 09:41 | 2021-10-08 14:11 |  | CR0028 | STANDARD
shut off damper | CFIHOS-30000232 | shut off damper | CFIHOS-30000232 |  | 2019-05-14 09:41 | 2021-10-08 14:11 |  | CR0028 | STANDARD
side pocket mandrel | CFIHOS-30000233 | side pocket mandrel | CFIHOS-30000233 |  | 2019-05-14 09:41 | 2021-10-08 14:11 |  | CR0028 | STANDARD
sight glass | CFIHOS-30000749 | sight glass | CFIHOS-30000749 |  | 2019-05-14 09:41 | 2021-10-08 14:11 |  | CR0028 | STANDARD
signal | CFIHOS-30000234 | indicating instrument | CFIHOS-30000292 |  | 2021-10-08 14:11 | 2021-10-08 14:11 |  | FR60 | STANDARD
signal cable | CFIHOS-30000365 | signal cable | CFIHOS-30000365 |  | 2019-03-18 09:38 | 2021-10-08 14:11 |  | CR0012 | STANDARD
signal converter | CFIHOS-30000663 | current to current converter | CFIHOS-30000410 |  | 2019-02-26 13:20 | 2021-10-08 14:11 |  | CR0014 | STANDARD
signal converter | CFIHOS-30000663 | current to pressure converter | CFIHOS-30000411 |  | 2019-02-26 13:20 | 2021-10-08 14:11 |  | CR0014 | STANDARD
signal converter | CFIHOS-30000663 | current to voltage converter | CFIHOS-30000412 |  | 2019-02-26 13:20 | 2021-10-08 14:11 |  | CR0014 | STANDARD
signal converter | CFIHOS-30000663 | frequency to current converter | CFIHOS-30000431 |  | 2019-02-26 13:20 | 2021-10-08 14:11 |  | CR0014 | STANDARD
signal converter | CFIHOS-30000663 | pressure to current converter | CFIHOS-30000455 |  | 2019-02-26 13:20 | 2021-10-08 14:11 |  | CR0014 | STANDARD
signal converter | CFIHOS-30000663 | voltage to current converter | CFIHOS-30000490 |  | 2019-02-26 13:20 | 2021-10-08 14:11 |  | CR0014 | STANDARD
signal receiver | CFIHOS-30000951 | signal receiver | CFIHOS-30000951 |  | 2021-10-08 14:11 | 2021-10-08 14:11 |  | FR52 | STANDARD
signal splitter | CFIHOS-30000235 | signal splitter | CFIHOS-30000235 |  | 2019-03-18 09:38 | 2021-10-08 14:11 |  | CR0012 | STANDARD
silencer | CFIHOS-30000514 | silencer | CFIHOS-30000514 |  | 2019-05-14 09:41 | 2021-10-08 14:11 |  | CR0028 | STANDARD
single buoy mooring | CFIHOS-30000236 | single buoy mooring | CFIHOS-30000236 |  | 2019-05-14 09:41 | 2021-10-08 14:11 |  | CR0028 | STANDARD
sink | CFIHOS-30000237 | sink | CFIHOS-30000237 |  | 2019-05-14 09:41 | 2021-10-08 14:11 |  | CR0028 | STANDARD
siren | CFIHOS-30000744 | siren | CFIHOS-30000744 |  | 2019-05-14 09:41 | 2021-10-08 14:11 |  | CR0028 | STANDARD
skimmer | CFIHOS-30000239 | skimmer | CFIHOS-30000239 |  | 2019-05-14 09:41 | 2021-10-08 14:11 |  | CR0028 | STANDARD
slat conveyor | CFIHOS-30000570 | slat conveyor | CFIHOS-30000570 |  | 2019-05-14 09:41 | 2021-10-08 14:11 |  | CR0028 | STANDARD
slide control valve | CFIHOS-30000865 | slide control valve | CFIHOS-30000865 |  | 2021-10-08 14:11 | 2021-10-08 14:11 |  | FR60 | STANDARD
slide valve | CFIHOS-30000866 | slide valve | CFIHOS-30000866 |  | 2021-10-08 14:11 | 2021-10-08 14:11 |  | FR60 | STANDARD
slip ring | CFIHOS-30000629 | slip ring | CFIHOS-30000629 |  | 2019-05-14 09:41 | 2021-10-08 14:11 |  | CR0028 | STANDARD
slips | CFIHOS-30000919 | hydraulic connector | CFIHOS-30000089 |  | 2020-11-23 16:52 | 2020-11-27 15:31 |  | CR0031 | STANDARD
slips | CFIHOS-30000919 | slips | CFIHOS-30000919 |  | 2021-10-08 14:11 | 2021-10-08 14:11 |  | CR0031 | STANDARD
slug catcher | CFIHOS-30000591 | slug catcher | CFIHOS-30000591 |  | 2019-05-14 09:41 | 2021-10-08 14:11 |  | CR0028 | STANDARD
smoke detector | CFIHOS-30000470 | smoke detector | CFIHOS-30000470 |  | 2019-02-26 13:20 | 2021-10-08 14:11 |  | CR0014 | STANDARD
snatch block | CFIHOS-30000240 | snatch block | CFIHOS-30000240 |  | 2019-05-14 09:41 | 2021-10-08 14:11 |  | CR0028 | STANDARD
solar panel | CFIHOS-30000740 | solar panel | CFIHOS-30000740 |  | 2019-05-14 09:41 | 2021-10-08 14:11 |  | CR0028 | STANDARD
solenoid | CFIHOS-30000368 | solenoid | CFIHOS-30000368 |  | 2019-03-18 09:38 | 2021-10-08 14:11 |  | CR0012 | STANDARD
solenoid valve | CFIHOS-30000681 | solenoid valve | CFIHOS-30000681 |  | 2019-02-26 13:20 | 2021-10-08 14:11 |  | CR0011 | STANDARD
solid composition analyser | CFIHOS-30000242 | solid composition analyser | CFIHOS-30000242 |  | 2021-10-08 14:11 | 2021-10-08 14:11 |  | FR60 | STANDARD
sound attenuator | CFIHOS-30000244 | sound attenuator | CFIHOS-30000244 |  | 2019-05-14 09:41 | 2021-10-08 14:11 |  | CR0028 | STANDARD
sound pressure level analyser | CFIHOS-30000245 | sound pressure level analyser | CFIHOS-30000245 |  | 2021-10-08 14:11 | 2021-10-08 14:11 |  | FR60 | STANDARD
spacer | CFIHOS-30000555 | spacer | CFIHOS-30000555 |  | 2019-05-14 09:41 | 2021-10-08 14:11 |  | CR0028 | STANDARD
spark arrestor | CFIHOS-30000246 | spark arrestor | CFIHOS-30000246 |  | 2019-05-14 09:41 | 2021-10-08 14:11 |  | CR0028 | STANDARD
special tool | CFIHOS-30000247 | special tool | CFIHOS-30000247 |  | 2019-05-14 09:41 | 2021-10-08 14:11 |  | CR0028 | STANDARD
specific gravity analyser | CFIHOS-30000248 | specific gravity analyser | CFIHOS-30000248 |  | 2021-10-08 14:11 | 2021-10-08 14:11 |  | FR60 | STANDARD
spectacle blind | CFIHOS-30000503 | spectacle blind | CFIHOS-30000503 |  | 2019-05-14 09:41 | 2021-10-08 14:11 |  | CR0028 | STANDARD
speed meter | CFIHOS-30000471 | speed meter | CFIHOS-30000471 |  | 2019-02-26 13:20 | 2021-10-08 14:11 |  | CR0014 | STANDARD
speed switch | CFIHOS-30000690 | speed switch | CFIHOS-30000690 |  | 2019-02-26 13:20 | 2021-10-08 14:11 |  | CR0014 | STANDARD
speed transmitter | CFIHOS-30000472 | speed transmitter | CFIHOS-30000472 |  | 2019-02-26 13:20 | 2021-10-08 14:11 |  | CR0014 | STANDARD
spiral heat exchanger | CFIHOS-30000867 | spiral heat exchanger | CFIHOS-30000867 |  | 2021-10-08 14:11 | 2021-10-08 14:11 |  | FR60 | STANDARD
spool piece | CFIHOS-30000504 | spool piece | CFIHOS-30000504 |  | 2019-05-14 09:41 | 2021-10-08 14:11 |  | CR0028 | STANDARD
spray nozzle | CFIHOS-30000657 | nozzle | CFIHOS-30000495 |  | 2019-05-14 09:41 | 2021-10-08 14:11 |  | CR0028 | STANDARD
spreader bar | CFIHOS-30000249 | spreader bar | CFIHOS-30000249 |  | 2019-05-14 09:41 | 2021-10-08 14:11 |  | CR0028 | STANDARD
spring support | CFIHOS-30000250 | spring support | CFIHOS-30000250 |  | 2019-05-14 09:41 | 2021-10-08 14:11 |  | CR0028 | STANDARD
stabilizer column | CFIHOS-30000868 | stabilizer column | CFIHOS-30000868 |  | 2021-10-08 14:11 | 2021-10-08 14:11 |  | FR60 | STANDARD
stack | CFIHOS-30000251 | stack | CFIHOS-30000251 |  | 2019-05-14 09:41 | 2021-10-08 14:11 |  | CR0028 | STANDARD
static mixer | CFIHOS-30000630 | static mixer | CFIHOS-30000630 |  | 2019-02-26 13:20 | 2021-10-08 14:11 |  | CR0009 | STANDARD
steam trap | CFIHOS-30000505 | steam trap | CFIHOS-30000505 |  | 2019-05-14 09:41 | 2021-10-08 14:11 |  | CR0028 | STANDARD
steam turbine | CFIHOS-30000556 | steam turbine | CFIHOS-30000556 |  | 2021-10-08 14:11 | 2021-10-08 14:11 |  | FR60 | STANDARD
storm water drain | CFIHOS-30000920 | outfall | CFIHOS-30000907 |  | 2020-11-23 16:52 | 2021-10-08 14:11 |  | CR0031 | STANDARD
strain gauge | CFIHOS-30000252 | strain gauge | CFIHOS-30000252 |  | 2019-02-26 13:20 | 2021-10-08 14:11 |  | CR0028 | TERMINATED
strainer | CFIHOS-30000506 | strainer | CFIHOS-30000506 |  | 2019-05-14 09:41 | 2021-10-08 14:11 |  | CR0028 | STANDARD
stretcher | CFIHOS-30000921 | cabinet | CFIHOS-30000007 |  | 2020-11-23 16:52 | 2020-11-27 15:31 |  | CR0031 | STANDARD
stretcher | CFIHOS-30000921 | stretcher | CFIHOS-30000921 |  | 2021-10-08 14:11 | 2021-10-08 14:11 |  | CR0031 | STANDARD
stripper | CFIHOS-30000592 | stripper | CFIHOS-30000592 |  | 2019-05-14 09:41 | 2021-10-08 14:11 |  | CR0028 | STANDARD
stripper column | CFIHOS-30000869 | stripper column | CFIHOS-30000869 |  | 2021-10-08 14:11 | 2021-10-08 14:11 |  | FR60 | STANDARD
stroke length adjuster | CFIHOS-30000253 | stroke length adjuster | CFIHOS-30000253 |  | 2019-05-14 09:41 | 2021-10-08 14:11 |  | CR0028 | STANDARD
submersible connector | CFIHOS-30000870 | submersible connector | CFIHOS-30000870 |  | 2021-10-08 14:11 | 2021-10-08 14:11 |  | FR60 | STANDARD
subsea bore protector | CFIHOS-30000712 | subsea bore protector | CFIHOS-30000712 |  | 2019-02-26 13:20 | 2021-10-08 14:11 |  | CR0015 | STANDARD
subsea cable | CFIHOS-30000923 | power cable | CFIHOS-30000360 |  | 2020-11-23 16:52 | 2020-11-27 15:31 |  | CR0031 | STANDARD
subsea cable | CFIHOS-30000923 | subsea cable | CFIHOS-30000923 |  | 2021-10-08 14:11 | 2021-10-08 14:11 |  | CR0031 | STANDARD
subsea configuration plate | CFIHOS-30000924 | control panel | CFIHOS-30000327 |  | 2020-11-23 16:52 | 2021-10-08 14:11 |  | CR0031 | STANDARD
subsea control module | CFIHOS-30000736 | subsea control module | CFIHOS-30000736 |  | 2019-05-14 09:41 | 2021-10-08 14:11 |  | CR0028 | STANDARD
subsea distributed temperature sensing fiber optic pod | CFIHOS-30000713 | subsea distributed temperature sensing fiber optic pod | CFIHOS-30000713 |  | 2019-02-26 13:20 | 2021-10-08 14:11 |  | CR0015 | STANDARD
subsea distribution unit | CFIHOS-30000679 | subsea distribution unit | CFIHOS-30000679 |  | 2019-02-26 13:20 | 2021-10-08 14:11 |  | CR0015 | STANDARD
subsea flexible flowline | CFIHOS-30000714 | subsea flexible flowline | CFIHOS-30000714 |  | 2019-02-26 13:20 | 2021-10-08 14:11 |  | CR0015 | STANDARD
subsea guide base | CFIHOS-30000737 | subsea guide base | CFIHOS-30000737 |  | 2021-10-08 14:11 | 2021-10-08 14:11 |  | FR60 | STANDARD
subsea hang-off and pull assembly | CFIHOS-30000716 | subsea hang-off and pull assembly | CFIHOS-30000716 |  | 2019-02-26 13:20 | 2021-10-08 14:11 |  | CR0015 | STANDARD
subsea hanger recovery | CFIHOS-30000715 | subsea hanger recovery | CFIHOS-30000715 |  | 2019-02-26 13:20 | 2021-10-08 14:11 |  | CR0015 | STANDARD
subsea installation workover control | CFIHOS-30000717 | subsea installation workover control | CFIHOS-30000717 |  | 2019-02-26 13:20 | 2021-10-08 14:11 |  | CR0015 | STANDARD
subsea jumper | CFIHOS-30000718 | subsea jumper | CFIHOS-30000718 |  | 2019-02-26 13:20 | 2021-10-08 14:11 |  | CR0015 | STANDARD
subsea manifold support frame | CFIHOS-30000719 | subsea manifold support frame | CFIHOS-30000719 |  | 2019-02-26 13:20 | 2021-10-08 14:11 |  | CR0015 | STANDARD
subsea mudmat | CFIHOS-30000720 | subsea mudmat | CFIHOS-30000720 |  | 2019-02-26 13:20 | 2021-10-08 14:11 |  | CR0015 | STANDARD
subsea pipeline crossing support | CFIHOS-30000721 | subsea pipeline crossing support | CFIHOS-30000721 |  | 2019-02-26 13:20 | 2021-10-08 14:11 |  | CR0015 | STANDARD
subsea protection structure | CFIHOS-30000722 | subsea protection structure | CFIHOS-30000722 |  | 2019-02-26 13:20 | 2021-10-08 14:11 |  | CR0015 | STANDARD
subsea remote operated tool | CFIHOS-30000723 | subsea remote operated tool | CFIHOS-30000723 |  | 2019-02-26 13:20 | 2021-10-08 14:11 |  | CR0015 | STANDARD
subsea remotely operated vehicle | CFIHOS-30000724 | subsea remotely operated vehicle | CFIHOS-30000724 |  | 2019-02-26 13:20 | 2021-10-08 14:11 |  | CR0015 | STANDARD
subsea umbilical | CFIHOS-30000725 | subsea dynamic umbilical | CFIHOS-30000871 |  | 2019-02-26 13:20 | 2021-10-08 14:11 |  | CR0015;CR0028 | TERMINATED
subsea umbilical | CFIHOS-30000725 | subsea static umbilical | CFIHOS-30000872 |  | 2019-02-26 13:20 | 2021-10-08 14:11 |  | CR0015;CR0028 | TERMINATED
subsea umbilical | CFIHOS-30000725 | subsea umbilical | CFIHOS-30000725 |  | 2019-05-14 09:41 | 2021-10-08 14:11 |  | CR0028 | STANDARD
sump | CFIHOS-30000254 | lagoon | CFIHOS-30000898 |  | 2020-11-23 16:52 | 2021-10-08 14:11 |  | CR0031 | STANDARD
sump | CFIHOS-30000254 | sump | CFIHOS-30000254 |  | 2019-02-26 13:20 | 2021-10-08 14:11 |  | CR0013 | STANDARD
surge protection | CFIHOS-30000732 | surge protection | CFIHOS-30000732 |  | 2019-03-18 09:38 | 2021-10-08 14:11 |  | CR0012 | STANDARD
swing check valve | CFIHOS-30000873 | swing check valve | CFIHOS-30000873 |  | 2021-10-08 14:11 | 2021-10-08 14:11 |  | FR60 | STANDARD
switchboard | CFIHOS-30000369 | switchboard | CFIHOS-30000369 |  | 2019-03-18 09:38 | 2021-10-08 14:11 |  | CR0012 | STANDARD
switchgear and controlgear | CFIHOS-30000370 | switchgear and controlgear | CFIHOS-30000370 |  | 2019-03-18 09:38 | 2021-10-08 14:11 |  | CR0012 | STANDARD
swivel joint | CFIHOS-30000255 | swivel joint | CFIHOS-30000255 |  | 2019-05-14 09:41 | 2021-10-08 14:11 |  | CR0028 | STANDARD
system panel | CFIHOS-30000925 | electrical distribution unit | CFIHOS-30000735 |  | 2020-11-23 16:52 | 2021-10-08 14:11 |  | CR0031 | STANDARD
system panel | CFIHOS-30000925 | system panel | CFIHOS-30000925 |  | 2021-10-08 14:11 | 2021-10-08 14:11 |  | FR60 | STANDARD
tank | CFIHOS-30000593 | tank | CFIHOS-30000593 |  | 2019-05-14 09:41 | 2021-10-08 14:11 |  | CR0028 | STANDARD
tap | CFIHOS-30000955 | tap | CFIHOS-30000955 |  | 2021-10-08 14:11 | 2021-10-08 14:11 |  | FR52 | STANDARD
tape drive | CFIHOS-30000257 | tape drive | CFIHOS-30000257 |  | 2019-05-14 09:41 | 2021-10-08 14:11 |  | CR0028 | STANDARD
telecom gateway | CFIHOS-30000658 | telecom gateway | CFIHOS-30000658 |  | 2019-05-14 09:41 | 2021-10-08 14:11 |  | CR0028 | STANDARD
telephone | CFIHOS-30000371 | telephone | CFIHOS-30000371 |  | 2019-05-14 09:41 | 2021-10-08 14:11 |  | CR0028 | STANDARD
temperature detector | CFIHOS-30000372 | temperature detector | CFIHOS-30000372 |  | 2019-02-26 13:20 | 2021-10-08 14:11 |  | CR0014 | STANDARD
temperature element | CFIHOS-30000674 | resistance temperature element | CFIHOS-30000463 |  | 2019-02-26 13:20 | 2021-10-08 14:11 |  | CR0014 | STANDARD
temperature element | CFIHOS-30000674 | thermocouple | CFIHOS-30000478 |  | 2019-02-26 13:20 | 2021-10-08 14:11 |  | CR0014 | STANDARD
temperature gauge | CFIHOS-30000473 | temperature gauge | CFIHOS-30000473 |  | 2019-02-26 13:20 | 2021-10-08 14:11 |  | CR0014 | STANDARD
temperature indicator | CFIHOS-30000694 | indicating instrument | CFIHOS-30000292 |  | 2019-02-26 13:20 | 2021-10-08 14:11 |  | CR0028 | TERMINATED
temperature instrument | CFIHOS-30000258 | temperature instrument | CFIHOS-30000258 |  | 2021-10-08 14:11 | 2021-10-08 14:11 |  | FR60 | STANDARD
temperature regulator | CFIHOS-30000474 | temperature regulator | CFIHOS-30000474 |  | 2021-10-08 14:11 | 2021-10-08 14:11 |  | FR60 | STANDARD
temperature switch | CFIHOS-30000475 | temperature switch | CFIHOS-30000475 |  | 2019-02-26 13:20 | 2021-10-08 14:11 |  | CR0014 | STANDARD
temperature transmitter | CFIHOS-30000476 | temperature transmitter | CFIHOS-30000476 |  | 2019-02-26 13:20 | 2021-10-08 14:11 |  | CR0014 | STANDARD
termination panel | CFIHOS-30000659 | termination panel | CFIHOS-30000659 |  | 2019-05-14 09:41 | 2021-10-08 14:11 |  | CR0028 | STANDARD
thermal conductivity analyser | CFIHOS-30000477 | thermal conductivity analyser | CFIHOS-30000477 |  | 2021-10-08 14:11 | 2021-10-08 14:11 |  | FR60 | STANDARD
thermal flow element | CFIHOS-30000259 | thermal flow element | CFIHOS-30000259 |  | 2021-10-08 14:11 | 2021-10-08 14:11 |  | FR60 | STANDARD
thermal flow transmitter | CFIHOS-30000260 | thermal flow transmitter | CFIHOS-30000260 |  | 2021-10-08 14:11 | 2021-10-08 14:11 |  | FR60 | STANDARD
thermocouple | CFIHOS-30000478 | thermocouple | CFIHOS-30000478 |  | 2021-10-08 14:11 | 2021-10-08 14:11 |  | FR60 | STANDARD
thermostatic switch | CFIHOS-30000373 | thermostatic switch | CFIHOS-30000373 |  | 2019-03-18 09:38 | 2021-10-08 14:11 |  | CR0012 | STANDARD
thermowell | CFIHOS-30000479 | thermowell | CFIHOS-30000479 |  | 2019-02-26 13:20 | 2021-10-08 14:11 |  | CR0014 | STANDARD
thruster | CFIHOS-30000631 | thruster | CFIHOS-30000631 |  | 2020-11-23 16:52 | 2021-10-08 14:11 |  | CR0031 | STANDARD
thyristor | CFIHOS-30000374 | thyristor | CFIHOS-30000374 |  | 2019-03-18 09:38 | 2021-10-08 14:11 |  | CR0012 | STANDARD
thyristor control panel | CFIHOS-30000926 | motor control centre | CFIHOS-30000623 |  | 2020-11-23 16:52 | 2021-10-08 14:11 |  | CR0031 | STANDARD
timer | CFIHOS-30000480 | timer | CFIHOS-30000480 |  | 2019-02-26 13:20 | 2021-10-08 14:11 |  | CR0014 | STANDARD
top drive drilling system | CFIHOS-30000928 | top drive | CFIHOS-30000927 |  | 2020-11-23 16:52 | 2021-10-08 14:11 |  | CR0031 | STANDARD
torque converter | CFIHOS-30000557 | torque converter | CFIHOS-30000557 |  | 2019-05-14 09:41 | 2021-10-08 14:11 |  | CR0028 | STANDARD
trailer | CFIHOS-30000263 | trailer | CFIHOS-30000263 |  | 2019-05-14 09:41 | 2021-10-08 14:11 |  | CR0028 | STANDARD
transformer | CFIHOS-30000362 | dry transformer | CFIHOS-30000823 |  | 2019-03-18 09:38 | 2021-10-08 14:11 |  | CR0012 | STANDARD
transformer | CFIHOS-30000362 | wet transformer | CFIHOS-30000877 |  | 2019-03-18 09:38 | 2021-10-08 14:11 |  | CR0012 | STANDARD
transponder | CFIHOS-30000481 | transponder | CFIHOS-30000481 |  | 2019-03-18 09:38 | 2021-10-08 14:11 |  | CR0012 | STANDARD
tree cap | CFIHOS-30000956 | tree cap | CFIHOS-30000956 |  | 2021-10-08 14:11 | 2021-10-08 14:11 |  | FR52 | STANDARD
trip amplifier | CFIHOS-30000375 | trip amplifier | CFIHOS-30000375 |  | 2019-03-18 09:38 | 2021-10-08 14:11 |  | CR0012 | STANDARD
trolley | CFIHOS-30000604 | trolley | CFIHOS-30000604 |  | 2019-05-14 09:41 | 2021-10-08 14:11 |  | CR0028 | STANDARD
truck | CFIHOS-30000605 | truck | CFIHOS-30000605 |  | 2019-05-14 09:41 | 2021-10-08 14:11 |  | CR0028 | STANDARD
tubing hanger | CFIHOS-30000507 | tubing hanger | CFIHOS-30000507 |  | 2019-05-14 09:41 | 2021-10-08 14:11 |  | CR0028 | STANDARD
turbine | CFIHOS-30000685 | gas turbine | CFIHOS-30000534 |  | 2019-02-26 13:20 | 2021-10-08 14:11 |  | CR0009 | STANDARD
turbine | CFIHOS-30000685 | hydraulic turbine | CFIHOS-30000843 |  | 2019-02-26 13:20 | 2021-10-08 14:11 |  | CR0009 | STANDARD
turbine | CFIHOS-30000685 | steam turbine | CFIHOS-30000556 |  | 2019-02-26 13:20 | 2021-10-08 14:11 |  | CR0009 | STANDARD
turbine | CFIHOS-30000685 | turbine | CFIHOS-30000685 |  | 2019-02-26 13:20 | 2021-10-08 14:11 |  | CR0028 | TERMINATED
turbine flow meter | CFIHOS-30000482 | turbine flow meter | CFIHOS-30000482 |  | 2021-10-08 14:11 | 2021-10-08 14:11 |  | FR60 | STANDARD
turbine flow transmitter | CFIHOS-30000264 | turbine flow transmitter | CFIHOS-30000264 |  | 2021-10-08 14:11 | 2021-10-08 14:11 |  | FR60 | STANDARD
turbo expander | CFIHOS-30000558 | turbo expander | CFIHOS-30000558 |  | 2019-02-26 13:20 | 2021-10-08 14:11 |  | CR0009 | STANDARD
turret | CFIHOS-30000930 | turret | CFIHOS-30000930 |  | 2020-11-23 16:52 | 2021-10-08 14:11 |  | CR0031 | STANDARD
twin agent skid | CFIHOS-30000931 | fire extinguisher | CFIHOS-30000512 |  | 2020-11-23 16:52 | 2020-11-27 15:31 |  | CR0031 | STANDARD
twin agent skid | CFIHOS-30000931 | twin agent skid | CFIHOS-30000931 |  | 2021-10-08 14:11 | 2021-10-08 14:11 |  | CR0031 | STANDARD
ultrasonic flow meter | CFIHOS-30000483 | ultrasonic flow meter | CFIHOS-30000483 |  | 2021-10-08 14:11 | 2021-10-08 14:11 |  | FR60 | STANDARD
ultrasonic flow transmitter | CFIHOS-30000265 | ultrasonic flow transmitter | CFIHOS-30000265 |  | 2021-10-08 14:11 | 2021-10-08 14:11 |  | FR60 | STANDARD
ultrasonic level element | CFIHOS-30000266 | ultrasonic level element | CFIHOS-30000266 |  | 2021-10-08 14:11 | 2021-10-08 14:11 |  | FR60 | STANDARD
ultrasonic level transmitter | CFIHOS-30000484 | ultrasonic level transmitter | CFIHOS-30000484 |  | 2021-10-08 14:11 | 2021-10-08 14:11 |  | FR60 | STANDARD
umbilical | CFIHOS-30000267 | umbilical | CFIHOS-30000267 |  | 2019-05-14 09:41 | 2021-10-08 14:11 |  | CR0028 | STANDARD
umbilical termination assembly | CFIHOS-30000726 | umbilical termination assembly | CFIHOS-30000726 |  | 2019-02-26 13:20 | 2021-10-08 14:11 |  | CR0015 | STANDARD
ups unit | CFIHOS-30000376 | ups unit | CFIHOS-30000376 |  | 2019-03-18 09:38 | 2021-10-08 14:11 |  | CR0012 | STANDARD
v-cone flow meter | CFIHOS-30000485 | v-cone flow meter | CFIHOS-30000485 |  | 2021-10-08 14:11 | 2021-10-08 14:11 |  | FR60 | STANDARD
vacuum circuit-breaker | CFIHOS-30000874 | vacuum circuit-breaker | CFIHOS-30000874 |  | 2021-10-08 14:11 | 2021-10-08 14:11 |  | FR60 | STANDARD
vacuum column | CFIHOS-30000875 | vacuum column | CFIHOS-30000875 |  | 2021-10-08 14:11 | 2021-10-08 14:11 |  | FR60 | STANDARD
vacuum relief valve | CFIHOS-30000634 | vacuum relief valve | CFIHOS-30000634 |  | 2019-02-26 13:20 | 2021-10-08 14:11 |  | CR0011 | STANDARD
vapour pressure analyser | CFIHOS-30000271 | vapour pressure analyser | CFIHOS-30000271 |  | 2021-10-08 14:11 | 2021-10-08 14:11 |  | FR60 | STANDARD
variable speed drive unit | CFIHOS-30000377 | variable speed drive unit | CFIHOS-30000377 |  | 2019-03-18 09:38 | 2021-10-08 14:11 |  | CR0012 | STANDARD
vehicle | CFIHOS-30000606 | road compactor | CFIHOS-30000913 |  | 2020-11-23 16:52 | 2021-10-08 14:11 |  | CR0031 | STANDARD
vehicle | CFIHOS-30000606 | road sweeper | CFIHOS-30000914 |  | 2020-11-23 16:52 | 2021-10-08 14:11 |  | CR0031 | STANDARD
vehicle | CFIHOS-30000606 | tractor | CFIHOS-30000929 |  | 2020-11-23 16:52 | 2021-10-08 14:11 |  | CR0031 | STANDARD
vent head | CFIHOS-30000932 | pipe | CFIHOS-30000496 |  | 2020-11-23 16:52 | 2021-10-08 14:11 |  | CR0031 | STANDARD
venturi tube | CFIHOS-30000486 | venturi tube | CFIHOS-30000486 |  | 2021-10-08 14:11 | 2021-10-08 14:11 |  | FR60 | STANDARD
vessel | CFIHOS-30000594 | vessel | CFIHOS-30000594 |  | 2019-05-14 09:41 | 2021-10-08 14:11 |  | CR0028 | STANDARD
vibration element | CFIHOS-30000487 | vibration element | CFIHOS-30000487 |  | 2019-05-14 09:41 | 2021-10-08 14:11 |  | CR0028 | STANDARD
vibration switch | CFIHOS-30000273 | vibration switch | CFIHOS-30000273 |  | 2019-02-26 13:20 | 2021-10-08 14:11 |  | CR0014 | STANDARD
vibration transmitter | CFIHOS-30000378 | vibration transmitter | CFIHOS-30000378 |  | 2019-02-26 13:20 | 2021-10-08 14:11 |  | CR0014 | STANDARD
video converter | CFIHOS-30000274 | video converter | CFIHOS-30000274 |  | 2019-05-14 09:41 | 2021-10-08 14:11 |  | CR0028 | STANDARD
video monitor | CFIHOS-30000275 | video monitor | CFIHOS-30000275 |  | 2019-02-26 13:20 | 2021-10-08 14:11 |  | CR0014 | STANDARD
video recorder | CFIHOS-30000488 | video recorder | CFIHOS-30000488 |  | 2019-02-26 13:20 | 2021-10-08 14:11 |  | CR0014 | STANDARD
viscosity analyser | CFIHOS-30000489 | viscosity analyser | CFIHOS-30000489 |  | 2021-10-08 14:11 | 2021-10-08 14:11 |  | FR60 | STANDARD
voltage regulator | CFIHOS-30000957 | voltage regulator | CFIHOS-30000957 |  | 2021-10-08 14:11 | 2021-10-08 14:11 |  | FR52 | STANDARD
voltage to current converter | CFIHOS-30000490 | voltage to current converter | CFIHOS-30000490 |  | 2021-10-08 14:11 | 2021-10-08 14:11 |  | FR60 | STANDARD
voltage transformer | CFIHOS-30000746 | voltage transformer | CFIHOS-30000746 |  | 2019-03-18 09:38 | 2021-10-08 14:11 |  | CR0028 | STANDARD
voltage transmitter | CFIHOS-30000276 | voltage transmitter | CFIHOS-30000276 |  | 2019-02-26 13:20 | 2021-10-08 14:11 |  | CR0014 | STANDARD
vortex flow meter | CFIHOS-30000491 | vortex flow meter | CFIHOS-30000491 |  | 2021-10-08 14:11 | 2021-10-08 14:11 |  | FR60 | STANDARD
vortex flow transmitter | CFIHOS-30000277 | vortex flow transmitter | CFIHOS-30000277 |  | 2021-10-08 14:11 | 2021-10-08 14:11 |  | FR60 | STANDARD
wafer check valve | CFIHOS-30000876 | wafer check valve | CFIHOS-30000876 |  | 2021-10-08 14:11 | 2021-10-08 14:11 |  | FR60 | STANDARD
waste compactor | CFIHOS-30000278 | waste compactor | CFIHOS-30000278 |  | 2019-05-14 09:41 | 2021-10-08 14:11 |  | CR0028 | STANDARD
water cooler | CFIHOS-30000279 | water cooler | CFIHOS-30000279 |  | 2019-05-14 09:41 | 2021-10-08 14:11 |  | CR0028 | STANDARD
water desalination system | CFIHOS-30000280 | water desalination system | CFIHOS-30000280 |  | 2019-05-14 09:41 | 2021-10-08 14:11 |  | CR0028 | STANDARD
water maker | CFIHOS-30000281 | water maker | CFIHOS-30000281 |  | 2019-05-14 09:41 | 2021-10-08 14:11 |  | CR0028 | STANDARD
water mist skid | CFIHOS-30000934 | fire extinguisher | CFIHOS-30000512 |  | 2020-11-23 16:52 | 2020-11-27 15:31 |  | CR0031 | STANDARD
water mist skid | CFIHOS-30000934 | water mist skid | CFIHOS-30000934 |  | 2021-10-08 14:11 | 2021-10-08 14:11 |  | CR0031 | STANDARD
watercraft | CFIHOS-30000633 | barge | CFIHOS-30000881 |  | 2020-11-23 16:52 | 2021-10-08 14:11 |  | CR0031 | STANDARD
watercraft | CFIHOS-30000633 | marine vessel | CFIHOS-30000902 |  | 2020-11-23 16:52 | 2021-10-08 14:11 |  | CR0031 | STANDARD
weight transmitter | CFIHOS-30000380 | weight transmitter | CFIHOS-30000380 |  | 2019-02-26 13:20 | 2021-10-08 14:11 |  | CR0014 | STANDARD
welding set | CFIHOS-30000381 | welding set | CFIHOS-30000381 |  | 2019-05-14 09:41 | 2021-10-08 14:11 |  | CR0028 | STANDARD
well | CFIHOS-30000283 | well | CFIHOS-30000283 |  | 2019-05-14 09:41 | 2021-10-08 14:11 |  | CR0028 | STANDARD
wellhead | CFIHOS-30000284 | wellhead | CFIHOS-30000284 |  | 2019-05-14 09:41 | 2021-10-08 14:11 |  | CR0028 | STANDARD
wet transformer | CFIHOS-30000877 | wet transformer | CFIHOS-30000877 |  | 2021-10-08 14:11 | 2021-10-08 14:11 |  | FR60 | STANDARD
winch | CFIHOS-30000285 | winch | CFIHOS-30000285 |  | 2019-05-14 09:41 | 2021-10-08 14:11 |  | CR0028 | STANDARD
wind sensor | CFIHOS-30000492 | wind sensor | CFIHOS-30000492 |  | 2019-02-26 13:20 | 2021-10-08 14:11 |  | CR0012 | STANDARD
window | CFIHOS-30000935 | industrial building | CFIHOS-30000096 |  | 2020-11-23 16:52 | 2020-11-27 15:31 |  | CR0031 | STANDARD
window | CFIHOS-30000935 | office building | CFIHOS-30000163 |  | 2020-11-23 16:52 | 2020-11-27 15:31 |  | CR0031 | STANDARD
window | CFIHOS-30000935 | residential building | CFIHOS-30000210 |  | 2020-11-23 16:52 | 2020-11-27 15:31 |  | CR0031 | STANDARD
window | CFIHOS-30000935 | window | CFIHOS-30000935 |  | 2021-10-08 14:11 | 2021-10-08 14:11 |  | CR0031 | STANDARD
wire hoist | CFIHOS-30000287 | wire hoist | CFIHOS-30000287 |  | 2019-05-14 09:41 | 2021-10-08 14:11 |  | CR0028 | STANDARD
wire line unit | CFIHOS-30000288 | wire line unit | CFIHOS-30000288 |  | 2019-05-14 09:41 | 2021-10-08 14:11 |  | CR0028 | STANDARD
wire sling | CFIHOS-30000289 | wire sling | CFIHOS-30000289 |  | 2019-05-14 09:41 | 2021-10-08 14:11 |  | CR0028 | STANDARD
wireless access point | CFIHOS-30000290 | wireless access point | CFIHOS-30000290 |  | 2019-05-14 09:41 | 2021-10-08 14:11 |  | CR0028 | STANDARD
wobbe index meter | CFIHOS-30000493 | wobbe index meter | CFIHOS-30000493 |  | 2021-10-08 14:11 | 2021-10-08 14:11 |  | FR60 | STANDARD
yoke | CFIHOS-30000561 | yoke | CFIHOS-30000561 |  | 2019-05-14 09:41 | 2021-10-08 14:11 |  | CR0028 | STANDARD

## tag class
parent tag class name | tag class name | tag class definition | abstract class flag | CFIHOS unique id | tag number format | equipment installed | reason for having class | synonym | created date | modified date | terminated date | change request number | status
other mechanical equipment | beam clamp | An equipment item that can be clamped to a beam to provide an attachment. | no | CFIHOS-30000001 |  | yes |  |  | 2019-10-01 01:48 | 2021-10-12 15:58 |  | CR0005;CR0030;CR0029;FR60 | STANDARD
vehicle | bicycle | A two or three wheeled vehicle designed to be propelled solely by human power, or a two or three wheeled vehicle that is a power assisted pedal cycle. | no | CFIHOS-30000002 |  | yes |  |  | 2019-10-01 01:48 | 2021-10-12 15:58 |  | CR0005;CR0030;CR0029;FR60 | STANDARD
other mechanical equipment | blow out preventer | An artefact which is a stack or an assembly of heavy-duty valves intended to be attached to the top of the casing to control the well pressure. | no | CFIHOS-30000003 |  | yes |  |  | 2019-10-01 01:48 | 2021-10-12 15:58 |  | CR0005;CR0030;CR0029;FR60 | STANDARD
health, safety and environment equipment class | break glass unit | A device for actuating an alarm system that required a person to break the glass cover. | no | CFIHOS-30000004 |  | yes |  |  | 2019-10-01 01:48 | 2021-10-12 15:58 |  | CR0005;CR0030;CR0029;FR60 | STANDARD
health, safety and environment equipment class | breathing apparatus | A respirator in which air or oxygen is fed to a face mask carried by the wearer via a demand valve. | no | CFIHOS-30000005 |  | yes |  |  | 2019-10-01 01:48 | 2021-10-12 15:58 |  | CR0005;CR0030;CR0029;FR60 | STANDARD
infrastructure | bridge | Is a support structure intended to span a space. | no | CFIHOS-30000006 |  | no |  |  | 2019-10-01 01:48 | 2021-10-12 15:58 |  | CR0005;CR0030;CR0029;FR60 | STANDARD
enclosure | cabinet | Is an enclosure intended to hold and protect electrical components. | no | CFIHOS-30000007 |  | yes |  |  | 2019-10-01 01:48 | 2021-10-12 15:58 |  | CR0005;CR0030;CR0029;FR60 | STANDARD
enclosure | caisson | A protective device used to protect equipment (e.g. riser pipes and submerged pumps) against environmental exposure. | no | CFIHOS-30000008 |  | no |  |  | 2019-10-01 01:48 | 2021-10-12 15:58 |  | CR0005;CR0030;CR0029;FR60 | STANDARD
level transmitter | capacitance level transmitter | A level transmitter which uses the capacitance of the process material. | no | CFIHOS-30000010 |  | yes |  |  | 2019-10-01 01:48 | 2021-10-12 15:58 |  | CR0002;CR0005;CR0014;CR0029;CR0030;FR60 | STANDARD
vehicle | car | A vehicle of less than 3.5 tonnes for transporting people and small goods. | no | CFIHOS-30000011 |  | yes |  |  | 2019-10-01 01:48 | 2021-10-12 15:58 |  | CR0005;CR0030;CR0029;FR60 | STANDARD
IT and telecom equipment | cctv camera | Closed-Circuit TeleVision Camera capable of acquiring and delivering to a recording device full-motion video. | no | CFIHOS-30000012 |  | yes |  |  | 2019-10-01 01:48 | 2021-10-12 15:58 |  | CR0005;CR0014;CR0028;CR0030;CR0029;FR60 | STANDARD
lifting device | chain hoist | A hoist utilizing a chain-rope for suspending load. Chain hoists are delivered as portable units or for permanent mounting, e.g. on a crane. They can be hand operated or air powered, electrical powered or hydraulic powered. | no | CFIHOS-30000013 |  | yes |  |  | 2019-10-01 01:48 | 2021-10-12 15:58 |  | CR0005;CR0030;CR0029;FR60 | STANDARD
infrastructure | chimney | Is a shaft (civil) intended to transport flue gas to a high location in the atmosphere. It may also be used to supply fresh air via a separate flue. | no | CFIHOS-30000014 |  | no |  |  | 2019-10-01 01:48 | 2021-10-12 15:58 |  | CR0005;CR0030;CR0029;FR60 | STANDARD
electrical equipment class | chlorinator | A device used for the injection of chlorine into water for the purpose of disinfection. | no | CFIHOS-30000015 |  | yes |  |  | 2019-10-01 01:48 | 2021-10-12 15:58 | 2021-10-12 15:58 | CR0005;CR0012;CR0029;FR60 | TERMINATED
other mechanical equipment | clamp | A mechanical device made for keeping objects firmly in place or position, temporary or permanently. | no | CFIHOS-30000016 |  | yes |  |  | 2019-10-01 01:48 | 2021-10-12 15:58 |  | CR0005;CR0030;CR0029;FR60 | STANDARD
other mechanical equipment | cleaning machine | Any mechanical or electrical device that transmits or modifies energy to perform or assist a cleaning operation in the performance of human tasks. | no | CFIHOS-30000017 |  | yes |  |  | 2019-10-01 01:48 | 2021-10-12 15:58 |  | CR0005;CR0030;CR0029;FR60 | STANDARD
health, safety and environment equipment class | climbing net | A net in an open-meshed fabric twisted, knotted, or woven together at regular intervals made for climbing. | no | CFIHOS-30000018 |  | yes |  |  | 2019-10-01 01:48 | 2021-10-12 15:58 |  | CR0005;CR0030;CR0029;FR60 | STANDARD
analysing instrument | cold filter plugging point analyser | The temperature at which either the fuel specimen ceases to flow through a filter within 60 seconds or fails to return into the test jar is recorded as the Cold Filter Plugging Point. | no | CFIHOS-30000019 |  | yes |  |  | 2019-10-01 01:48 | 2021-10-12 15:58 |  | CR0002;CR0005;CR0029;CR0030;FR60 | STANDARD
analysing instrument | colour analyser | An analyser intended to analyze the color spectrum of radiation. | no | CFIHOS-30000020 |  | yes |  |  | 2019-10-01 01:48 | 2021-10-12 15:58 | 2021-10-12 15:58 | CR0002;CR0005;CR0029;CR0030;CR0031;FR60 | TERMINATED
transmitter | concentration transmitter | A transmitter measuring how much of a given substance there is mixed with another substance and transmit a signal proportional to the measured level. | no | CFIHOS-30000021 |  | yes |  |  | 2019-10-01 01:48 | 2021-10-12 15:58 |  | CR0002;CR0005;CR0014;CR0030;CR0029;FR60 | STANDARD
electrical equipment class | control module | A module for control functions. | no | CFIHOS-30000022 |  | yes |  |  | 2019-10-01 01:48 | 2021-10-12 15:58 |  | CR0005;CR0030;CR0029;FR60 | STANDARD
flow element | coriolis mass flow element | An element located in a flowstream using the Coriolis principle to measure the flow. | no | CFIHOS-30000023 |  | yes |  |  | 2019-10-01 01:48 | 2021-10-12 15:58 |  | CR0002;CR0005;CR0014;CR0028;CR0029;CR0030;FR60 | STANDARD
lifting device | crane hook block | A block with a hook for use with a crane. | no | CFIHOS-30000024 |  | yes |  |  | 2019-10-01 01:48 | 2021-10-12 15:58 |  | CR0005;CR0030;CR0029;FR60 | STANDARD
other mechanical equipment | degasser | A device that removes air or gases (methane, H2S, CO2 and others) from drilling liquids. | no | CFIHOS-30000026 |  | yes |  |  | 2019-10-01 01:48 | 2021-10-12 15:58 |  | CR0005;CR0030;CR0029;FR60 | STANDARD
electrical equipment class | dehumidifier | A piece of equipment specifically designed to remove moisture from air. | no | CFIHOS-30000027 |  | no |  |  | 2019-10-01 01:48 | 2021-10-12 15:58 |  | CR0005;CR0012;CR0029;FR60 | STANDARD
health, safety and environment equipment class | deionizer | A filtration device used to purify tap water. They are normally composed of various resins that replace positive & negatively charged ions. | no | CFIHOS-30000028 |  | yes |  |  | 2019-10-01 01:48 | 2021-10-12 15:58 |  | CR0005;CR0030;CR0029;FR60 | STANDARD
transmitter | dew point transmitter | A facility for measuring dew point and transmitting a signal representing the measured temperature. | no | CFIHOS-30000029 |  | yes |  |  | 2019-10-01 01:48 | 2021-10-12 15:58 |  | CR0002;CR0005;CR0014;CR0030;CR0029;FR60 | STANDARD
other mechanical equipment | diaphragm seal | A seal between two substance created of a impenetrable membrane. | no | CFIHOS-30000030 |  | yes |  |  | 2019-10-01 01:48 | 2021-10-12 15:58 |  | CR0005;CR0030;CR0029;FR60 | STANDARD
flow transmitter | differential pressure flow transmitter | A flow transmitter providing an output signal that is proportional to the flow inputs from a differential pressure flow meter. | no | CFIHOS-30000031 |  | yes |  |  | 2019-10-01 01:48 | 2021-10-12 15:58 |  | CR0002;CR0005;CR0014;CR0029;CR0030;FR60 | STANDARD
valve (non DCS connected) | directional pneumatic valve | Is a directional valve with linear action which is fitted with a pneumatic driven actuator for quick operation. There are 9 different basic valve types to be distinquished. Floating diaphragm, hung diaphragm, piston, slide disc, flapper, lever and the tw | no | CFIHOS-30000032 |  | yes |  |  | 2019-10-01 01:48 | 2021-10-12 15:58 | 2021-10-12 15:58 | CR0002;CR0005;CR0011;CR0029;FR60 | TERMINATED
general instrument | displacer chamber | chamber for a displacer | no | CFIHOS-30000033 |  | yes |  |  | 2019-10-01 01:48 | 2021-10-12 15:58 | 2021-10-12 15:58 | CR0005;CR0014;CR0029;FR60 | TERMINATED
level transmitter | displacer level transmitter | A level transmitter which uses a displacer as sensing element. | no | CFIHOS-30000034 |  | yes |  | level float transmitter;displacement level transmitter;displacer (float) level transmitter | 2019-10-01 01:48 | 2021-10-12 15:58 |  | CR0002;CR0005;CR0014;CR0029;CR0030;FR60 | STANDARD
analysing instrument | distillation analyser | An analyser intended to determine the relation between the boiling temperatures and the fraction distilled. It includes the initial boiling point and the final boiling point. | no | CFIHOS-30000035 |  | yes |  |  | 2019-10-01 01:48 | 2021-10-12 15:58 |  | CR0002;CR0005;CR0029;CR0030;FR60 | STANDARD
IT and telecom equipment | document scanner | A device used to translate print media into computer language so that a document can be viewed and read later on. | no | CFIHOS-30000036 |  | yes |  |  | 2019-10-01 01:48 | 2021-10-12 15:58 |  | CR0005;CR0030;CR0029;FR60 | STANDARD
tool | drilling machine | An artefact which is intended to operate and supply power to an artefact (instrument) with an edged or pointed end for making holes in hard substances by revolving or by a succession of blows. | no | CFIHOS-30000037 |  | yes |  |  | 2019-10-01 01:48 | 2021-10-12 15:58 |  | CR0005;CR0030;CR0029;FR60 | STANDARD
pump | eductor | A form of suction pump; a device using a high pressure jet of water to create partial vacuum at an intake opening to draw liquid from a sump. | no | CFIHOS-30000038 |  | yes |  |  | 2019-10-01 01:48 | 2021-10-12 15:58 |  | CR0005;CR0030;CR0029;FR60 | STANDARD
electrical equipment class | electrical circuit | Which is an arrangement of devices or media through which electrical current can flow. | no | CFIHOS-30000039 |  | no |  |  | 2019-10-01 01:48 | 2021-10-12 15:58 |  | CR0005;CR0012;CR0029;FR60 | STANDARD
flow element | electromagnetic flow element | An element located in a flowstream measuring the flow using electro-magnetic forces. | no | CFIHOS-30000040 |  | yes |  |  | 2019-10-01 01:48 | 2021-10-12 15:58 |  | CR0002;CR0005;CR0014;CR0028;CR0029;CR0030;FR60 | STANDARD
level instrument | electronic level controller | An eletronic controller which uses in-built algorithms executed by electronic circuitry to perform its function | no | CFIHOS-30000041 |  | yes |  |  | 2019-10-01 01:48 | 2021-10-12 15:58 | 2021-10-12 15:58 | CR0002;CR0029;FR60 | TERMINATED
other mechanical equipment | exhaust | A piping assembly intended to transport exhaust gas or steam. | no | CFIHOS-30000042 |  | yes |  |  | 2019-10-01 01:48 | 2021-10-12 15:58 |  | CR0005;CR0030;CR0029;FR60 | STANDARD
other mechanical equipment | expansion joint | Flexible joint between two pipes to receive expansion from the pipes. | no | CFIHOS-30000043 |  | yes |  |  | 2019-10-01 01:48 | 2021-10-12 15:58 |  | CR0005;CR0030;CR0029;FR60 | STANDARD
health, safety and environment equipment class | eye bath | A device used for cleaning your eyes. | no | CFIHOS-30000044 |  | yes |  |  | 2019-10-01 01:48 | 2021-10-12 15:58 |  | CR0005;CR0030;CR0029;FR60 | STANDARD
health, safety and environment equipment class | fall arrestor block | A block fitted with a steel rope or web line, with an emergency locking retractor and an automatic retrieval mechanism that is designed to offer protection to workers at heights. | no | CFIHOS-30000045 |  | yes |  |  | 2019-10-01 01:48 | 2021-10-12 15:58 |  | CR0005;CR0030;CR0029;FR60 | STANDARD
IT and telecom equipment | fax machine | Machine capable of transmitting written input via telephone lines. | no | CFIHOS-30000046 |  | yes |  |  | 2019-10-01 01:48 | 2021-10-12 15:58 |  | CR0005;CR0030;CR0029;FR60 | STANDARD
infrastructure | fence | Is an artefact intended to act as a barrier and boundary or means of protection or confinement. | no | CFIHOS-30000047 |  | no |  |  | 2019-10-01 01:48 | 2021-10-12 15:58 |  | CR0005;CR0030;CR0029;FR60 | STANDARD
health, safety and environment equipment class | fire blanket | A type of cover made of a material which does not burn very easily, which you throw over a fire to put it out or stop it from spreading. | no | CFIHOS-30000048 |  | yes |  |  | 2019-10-01 01:48 | 2021-10-12 15:58 |  | CR0005;CR0030;CR0029;FR60 | STANDARD
damper | fire damper | A closure intended for sealing off a duct in case of fire. | no | CFIHOS-30000049 |  | yes |  |  | 2019-10-01 01:48 | 2021-10-12 15:58 |  | CR0005;CR0030;CR0029;FR60 | STANDARD
other mechanical equipment | fire door | A door capable of withstanding fire for a certain period of time and preventing fire from diverging. | no | CFIHOS-30000050 |  | yes |  |  | 2019-10-01 01:48 | 2021-10-12 15:58 |  | CR0005;CR0028;CR0030;CR0029;FR60 | STANDARD
vehicle | fire fighting vehicle | A fire fighting vehicle. | no | CFIHOS-30000051 |  | yes |  |  | 2019-10-01 01:48 | 2021-10-12 15:58 |  | CR0005;CR0030;CR0029;FR60 | STANDARD
health, safety and environment equipment class | fire hydrant | A device where hoses can be connected for drawing water for fire fighting. | no | CFIHOS-30000052 |  | yes |  |  | 2019-10-01 01:48 | 2021-10-12 15:58 |  | CR0005;CR0030;CR0029;FR60 | STANDARD
fired heat transfer equipment class | fired heater | Is a fired heat transfer equipment intended to burn fuel and to transfer the heat of combustion to a liquid without vaporising the liquid. | no | CFIHOS-30000053 |  | yes |  |  | 2019-10-01 01:48 | 2021-10-14 11:15 |  | CR0005;CR0030;CR0029;FR60 | STANDARD
health, safety and environment equipment class | firewater monitor | The firewater discharge controller. | no | CFIHOS-30000054 |  | yes |  |  | 2019-10-01 01:48 | 2021-10-12 15:58 |  | CR0005;CR0030;CR0029;FR60 | STANDARD
health, safety and environment equipment class | first aid kit | A collection of functional equipment intended to be used for first aid service in case of emergency. | no | CFIHOS-30000055 |  | yes |  |  | 2019-10-01 01:48 | 2021-10-12 15:58 |  | CR0005;CR0030;CR0029;FR60 | STANDARD
piping and pipeline equipment | flame arrestor | An arrestor which is a trap over an opening, e.g. of a ventilation system or a pipe, to prevent flames from entering the system. | no | CFIHOS-30000056 |  | yes |  |  | 2019-10-01 01:48 | 2021-10-12 15:58 |  | CR0005;CR0030;CR0029;FR60 | STANDARD
control switch | flame switch | A specially designed switch with connections for inputs from multiple flame detectors. The switch has a built in logic to determine the presence of a flame based on these inputs. | no | CFIHOS-30000057 |  | yes |  |  | 2019-10-01 01:48 | 2021-10-12 15:58 |  | CR0002;CR0005;CR0014;CR0030;CR0029;FR60 | STANDARD
fired heat transfer equipment class | flare | A system that burns waste in an elevated flame in the open air. | no | CFIHOS-30000058 |  | yes |  |  | 2019-10-01 01:48 | 2021-10-12 15:58 |  | CR0005;CR0030;CR0029;FR60 | STANDARD
vessel | flash drum | A tank or vessel in which a process stream is charged or pumped and where lighter products flash off or vaporize and are drawn off at the top. The remainder heavier fractions are drawn off at the bottom of the vessel. | no | CFIHOS-30000059 |  | yes |  |  | 2019-10-01 01:48 | 2021-10-12 15:58 |  | CR0005;CR0013;CR0030;CR0029;FR60 | STANDARD
tool | flash light | A small portable battry-powered electric lamp. | no | CFIHOS-30000060 |  | yes |  |  | 2019-10-01 01:48 | 2021-10-12 15:58 | 2021-10-12 15:58 | CR0005;CR0028;CR0029;FR60 | TERMINATED
flow instrument | flow conditioner | An artefact inserted into a pipe intended to reduce flow disturbances. | no | CFIHOS-30000061 |  | yes |  |  | 2019-10-01 01:48 | 2021-10-12 15:58 | 2021-10-12 15:58 | CR0002;CR0029;FR60 | TERMINATED
instrument equipment | flow instrument |  | yes | CFIHOS-30000062 |  | no |  |  | 2019-10-01 01:48 | 2021-10-12 15:58 | 2021-10-12 15:58 | CR0005;CR0014;CR0028;CR0029;FR60 | TERMINATED
orifice plate | flow orifice plate | An orifice plate which restrict the flow and thus develops the differential pressure that is proportional to the square of the flow rate. | no | CFIHOS-30000063 |  | yes |  |  | 2019-10-01 01:48 | 2021-10-12 15:58 |  | CR0002;CR0005;CR0014;CR0030;CR0029;FR60 | STANDARD
tank and vessel | foam trap | A chamber into which unwanted condensate as foam from an air-flow, gas-flow or steam-flow in pipes are collected and discharged. | no | CFIHOS-30000064 |  | yes |  |  | 2019-10-01 01:48 | 2021-10-12 15:58 | 2021-10-12 15:58 | CR0005;CR0013;CR0029;FR60 | TERMINATED
detector | fog detector | A device capable of detecting droplets of water vapour suspended in the air near the ground. | no | CFIHOS-30000065 |  | yes |  | meteorological sensor (visibility) | 2019-10-01 01:48 | 2021-10-13 11:34 |  | CR0002;CR0005;CR0012;CR0014;CR0030;CR0029;FR60 | STANDARD
general instrument | force transmitter | A transmitter measuring the force with the SI-unit Newton (N), and generating a standardized output signal. | no | CFIHOS-30000066 |  | yes |  |  | 2019-10-01 01:48 | 2021-10-12 15:58 | 2021-10-12 15:58 | CR0002;CR0005;CR0014;CR0029;FR60 | TERMINATED
infrastructure | foundation | Is a civil item which is a set of items suitable to bear an item and transfer its load to the ground. | no | CFIHOS-30000067 |  | no |  |  | 2019-10-01 01:48 | 2021-10-12 15:58 |  | CR0005;CR0030;CR0029;FR60 | STANDARD
analysing instrument | freezing point analyser | An analyser intended to determine the freezing point of a liquid. | no | CFIHOS-30000068 |  | yes |  |  | 2019-10-01 01:48 | 2021-10-12 15:58 |  | CR0002;CR0005;CR0029;CR0030;FR60 | STANDARD
piping and pipeline equipment | funnel | A hollow cone with a tube extending from the smaller end and that is designed to catch and direct a downward flow. | no | CFIHOS-30000070 |  | yes |  |  | 2019-10-01 01:48 | 2021-10-12 15:58 |  | CR0005;CR0030;CR0029;FR60 | STANDARD
infrastructure | furniture | Is an artefact which is necessary, useful or desirable, especially for living or working but is not a tool for production. | no | CFIHOS-30000071 |  | no |  |  | 2019-10-01 01:48 | 2021-10-12 15:58 |  | CR0005;CR0030;CR0029;FR60;FR74 | STANDARD
other mechanical equipment | fusible plug | A plug capable of being melted and fused. | no | CFIHOS-30000072 |  | yes |  |  | 2019-10-01 01:48 | 2021-10-12 15:58 |  | CR0005;CR0030;CR0029;FR60 | STANDARD
electrical isolator | galvanic isolator | Galvanic isolation is the principle of isolating functional sections of electric systems so that charge-carrying particles cannot move from one section to another. | no | CFIHOS-30000073 |  | yes |  |  | 2019-10-01 01:48 | 2021-10-12 15:58 |  | CR0005;CR0012;CR0029;CR0030;FR60 | STANDARD
analysing instrument | gas composition analyser | An analyser which analyses the composition of gaseous mixture with two or more components. | no | CFIHOS-30000074 |  | yes |  |  | 2019-10-01 01:48 | 2021-10-12 15:58 |  | CR0002;CR0005;CR0029;CR0030;FR60 | STANDARD
separator | gas cyclone separator | A static device generating centrifugal force from an incoming flow which separates solid or liquids from a gas of a different density. | no | CFIHOS-30000075 |  | yes |  | gascyclone separator | 2019-10-01 01:48 | 2021-10-12 15:58 |  | CR0005;CR0013;CR0029;CR0030;FR60 | STANDARD
instrument equipment | general instrument | A process instrument that records values represented by the input signal(s). | yes | CFIHOS-30000076 |  | no |  |  | 2019-10-01 01:48 | 2021-10-12 15:58 |  | CR0005;CR0030;CR0029;FR60 | STANDARD
other mechanical equipment | grease injection unit | A system that injects grease for lubrication or sealing. | no | CFIHOS-30000077 |  | yes |  |  | 2019-10-01 01:48 | 2021-10-12 15:58 |  | CR0005;CR0030;CR0029;FR60 | STANDARD
heat exchanger | grille | Is a framework of metal bars or wire which is placed in front of something. Often a terminal unit for delivering supply air to a room or for collecting extract air from a room. | no | CFIHOS-30000078 |  | yes |  |  | 2019-10-01 01:48 | 2021-10-12 15:58 |  | CR0005;CR0030;CR0029;FR60 | STANDARD
tool | grinding machine | An artefact which is intended to wear down, polish, or sharpen by the abrasive action of a high-speed grinding wheel or disc. | no | CFIHOS-30000079 |  | yes |  |  | 2019-10-01 01:48 | 2021-10-12 15:58 |  | CR0005;CR0030;CR0029;FR60 | STANDARD
piping and pipeline equipment | guide post | An artefact which is an upstanding tapered shaft or rod fixed to a permanent guide base and intended to be used to guide equipment to the seabed. | no | CFIHOS-30000080 |  | no |  |  | 2019-10-01 01:48 | 2021-10-12 15:58 |  | CR0005;CR0030;CR0029;FR60 | STANDARD
IT and telecom equipment | hard disk | An electromagnetic storage device, continuously available within a computer system. | no | CFIHOS-30000081 |  | yes |  |  | 2019-10-01 01:48 | 2021-10-12 15:58 |  | CR0005;CR0030;CR0029;FR60 | STANDARD
detector | heat and smoke detector | A detector capable of detecting both heat and smoke. | no | CFIHOS-30000082 |  | yes |  |  | 2019-10-01 01:48 | 2021-10-12 15:58 |  | CR0002;CR0005;CR0014;CR0030;CR0029;FR60 | STANDARD
electrical equipment class | heater plate | An electrical appliance for heating. | no | CFIHOS-30000083 |  | yes |  |  | 2019-10-01 01:48 | 2021-10-12 15:58 | 2021-10-12 15:58 | CR0005;CR0012;CR0029;FR60 | TERMINATED
general instrument | horn | An alarm device that makes a loud warning sound. | no | CFIHOS-30000084 |  | yes |  |  | 2019-10-01 01:48 | 2021-10-12 15:58 |  | CR0005;CR0030;CR0029;FR60 | STANDARD
other mechanical equipment | hose | A tubular which is flexible and capable of conveying liquids under pressure. | no | CFIHOS-30000085 |  | yes |  |  | 2019-10-01 01:48 | 2021-10-12 15:58 |  | CR0005;CR0030;CR0029;FR60 | STANDARD
other mechanical equipment | hose reel | A reel capable of holding a hose. | no | CFIHOS-30000086 |  | yes |  |  | 2019-10-01 01:48 | 2021-10-12 15:58 |  | CR0005;CR0030;CR0029;FR60 | STANDARD
electrical equipment class | humidifier | Device used to increase the humidity in air by adding water under pressure as a spray into the air. | no | CFIHOS-30000087 |  | yes |  |  | 2019-10-01 01:48 | 2021-10-12 15:58 |  | CR0005;CR0030;CR0029;FR60 | STANDARD
analysing instrument | humidity analyser | A meter intended to measure and indicate and/or produce a signal which represents the measured humidity. | no | CFIHOS-30000088 |  | yes |  |  | 2019-10-01 01:48 | 2021-10-12 15:58 |  | CR0002;CR0005;CR0029;CR0030;FR60 | STANDARD
other mechanical equipment | hydraulic connector | An artefact for releasably connecting hydraulic fluid lines, having means for closing the fluid path when the connector is released. | no | CFIHOS-30000089 |  | yes |  |  | 2019-10-01 01:48 | 2021-10-12 15:58 |  | CR0005;CR0030;CR0029;FR60 | STANDARD
other mechanical equipment | hydraulic power supply | An arrangement to supply hydraulic power according to specified levels and tolerances. | no | CFIHOS-30000090 |  | yes |  |  | 2019-10-01 01:48 | 2021-10-12 15:58 |  | CR0005;CR0030;CR0029;FR60 | STANDARD
level instrument | hydrostatic pressure level transmitter | A level transmitter measuring level by sensing pressure resulting from the weight of liquid or gass | no | CFIHOS-30000091 |  | yes |  |  | 2019-10-01 01:48 | 2021-10-12 15:58 | 2021-10-12 15:58 | CR0002;CR0005;CR0014;CR0029;FR60 | TERMINATED
electrical equipment class | hypochlorite generator | An apparatus that produces chlorine from a solution of water with sodium. | no | CFIHOS-30000092 |  | yes |  |  | 2019-10-01 01:48 | 2021-10-12 15:58 | 2021-10-12 15:58 | CR0005;CR0012;CR0029;FR60 | TERMINATED
electrical equipment class | ice machine | A device that provides ice for immediate consumption with food or drink. | no | CFIHOS-30000093 |  | yes |  |  | 2019-10-01 01:48 | 2021-10-12 15:58 | 2021-10-12 15:58 | CR0005;CR0012;CR0029;FR60 | TERMINATED
piping and pipeline equipment | ignitor | A device which is intended to initiate a spark that ignites a combustible mixture. | no | CFIHOS-30000094 |  | yes |  |  | 2019-10-01 01:48 | 2021-10-12 15:58 |  | CR0005;CR0030;CR0029;FR60 | STANDARD
infrastructure | industrial building | A building that is used for activities associated with manufacturing and is not an office building. | no | CFIHOS-30000096 |  | no |  |  | 2019-10-01 01:48 | 2021-10-12 15:58 |  | CR0005;CR0030;CR0029;FR60 | STANDARD
equipment class | infrastructure | A basic physical and organizational structure or facilities (e.g. buildings and roads) needed for the operation of a site. | yes | CFIHOS-30000097 |  | no |  |  | 2019-10-01 01:48 | 2021-10-12 15:58 |  | CR0005;CR0030;CR0029;FR60 | STANDARD
equipment class | instrument equipment | A physical object that detects an aspect of something; records, modifies and/or displays such an aspect or performs a combination of these activities. | yes | CFIHOS-30000098 |  | no |  | instrumentation | 2019-10-01 01:48 | 2021-10-12 15:58 |  | CR0005;CR0014;CR0030;CR0029;FR60 | STANDARD
general instrument | instrument loop | Which is a structure of related instrumentation and control components intended to perform a measurement, control, actuation, monitoring and/or safeguarding activity. | no | CFIHOS-30000099 |  | no |  | loop; control loop | 2019-10-01 01:48 | 2021-10-12 15:58 |  | CR0002;CR0005;CR0014;CR0029;FR60;FR74 | STANDARD
IT and telecom equipment | intercom | Is a communication system. | no | CFIHOS-30000100 |  | yes |  |  | 2019-10-01 01:48 | 2021-10-12 15:58 |  | CR0005;CR0030;CR0029;FR60 | STANDARD
equipment class | IT and telecom equipment | Technology and Infrastructure to manage electronic information handling. | yes | CFIHOS-30000101 |  | no |  |  | 2019-10-01 01:48 | 2021-10-12 15:58 |  | CR0005;CR0030;CR0029;FR60 | STANDARD
mixer | agitator | A propeller like device with agitational or rotational movement located in a tank to prevent the content of the tank to build component segments. | no | CFIHOS-30000102 |  | yes |  |  | 2019-10-01 01:48 | 2021-10-12 15:58 |  | CR0005;CR0009;CR0030;CR0029;FR60 | STANDARD
other mechanical equipment | air balancing unit | An air balancing unit on a nodding donkey. | no | CFIHOS-30000103 |  | yes |  |  | 2019-10-01 01:48 | 2021-10-12 15:58 |  | CR0005;CR0030;CR0029;FR60 | STANDARD
other mechanical equipment | air handling unit | An artefact intended for central conditioning and pressure increase of ventilation air. | no | CFIHOS-30000104 |  | yes |  |  | 2019-10-01 01:48 | 2021-10-12 15:58 |  | CR0005;CR0030;CR0029;FR60 | STANDARD
detecting element | analyser element | Is an artefact intended to retrieve a material at a particular location and inserted into something so as to test its conditions. | no | CFIHOS-30000105 |  | yes |  |  | 2019-10-01 01:48 | 2021-10-12 15:58 |  | CR0002;CR0005;CR0014;CR0030;CR0029;FR60 | STANDARD
instrument equipment | analysing instrument | A detecting instrument that is intended to analyse a substance for its composition and/or properties. | no | CFIHOS-30000106 |  | no |  | analyser instrument; analyser | 2019-10-01 01:48 | 2021-10-12 15:58 |  | CR0002;CR0005;CR0014;CR0028;CR0029;CR0030;FR60 | STANDARD
electrical equipment class | annunciator | An instrument intended to monitor various parameters and provide an alarm for the points programmed into the control system. | no | CFIHOS-30000107 |  | yes |  |  | 2019-10-01 01:48 | 2021-10-12 15:58 | 2021-10-12 15:58 | CR0005;CR0012;CR0029;FR60 | TERMINATED
IT and telecom equipment | attenuator | An attenuator is a telecommunication device that reduces the amplitude of a signal without appreciably distorting its waveform. Attenuators are usually passive devices. The degree of attenuation may be fixed, continuously adjustable, or incrementally adjustable. | no | CFIHOS-30000108 |  | yes |  |  | 2019-10-01 01:48 | 2021-10-12 15:58 |  | CR0005;CR0030;CR0029;FR60 | STANDARD
transmitter | axial displacement transmitter | A transmitter measuring an axial displacement and generating a standardized output signal representing the axial measured displacement. | no | CFIHOS-30000109 |  | yes |  |  | 2019-10-01 01:48 | 2021-10-12 15:58 |  | CR0002;CR0005;CR0014;CR0030;CR0029;FR60 | STANDARD
damper | balancing damper | Is a gas flow damper intended to adjust an air flow rate through a duct. | no | CFIHOS-30000110 |  | yes |  |  | 2019-10-01 01:48 | 2021-10-12 15:58 |  | CR0005;CR0030;CR0029;FR60 | STANDARD
infrastructure | jetty | Is a loading and/or unloading system which is located in water deep enough for a ship to moor. | no | CFIHOS-30000111 |  | no |  |  | 2019-10-01 01:48 | 2021-10-12 15:58 |  | CR0005;CR0030;CR0029;FR60 | STANDARD
tool | lathe | In woodturning, metalworking, metalspinning, and glassworking, a lathe is a machine tool which spins a block of material so that when abrasive, cutting, or deformation tools are applied to the block, it can be shaped to produce an object which has rotational symmetry about an axis of rotation. | no | CFIHOS-30000112 |  | yes |  |  | 2019-10-01 01:48 | 2021-10-12 15:58 |  | CR0005;CR0030;CR0029;FR60 | STANDARD
instrument equipment | level instrument | A physical object that detects levels; records, modifies and/or displays or performs a combination of these activities. | yes | CFIHOS-30000113 |  | no |  |  | 2019-10-01 01:48 | 2021-10-12 15:58 |  | CR0005;CR0014;CR0030;CR0029;FR60 | STANDARD
health, safety and environment equipment class | life buoy | An artefact for the rescue of personnel from an installation in the case of an emergency situation. | no | CFIHOS-30000114 |  | yes |  |  | 2019-10-01 01:48 | 2021-10-12 15:58 |  | CR0005;CR0030;CR0029;FR60 | STANDARD
health, safety and environment equipment class | life buoy light | A facility to give light when the life buoy is in the water. | no | CFIHOS-30000115 |  | yes |  |  | 2019-10-01 01:48 | 2021-10-12 15:58 |  | CR0005;CR0030;CR0029;FR60 | STANDARD
marine | life raft | An artefact which is a raft for emergency situations. | no | CFIHOS-30000116 |  | yes |  |  | 2019-10-01 01:48 | 2021-10-12 15:58 |  | CR0005;CR0030;CR0029;FR60 | STANDARD
lifting device | lifting beam | Is a solid or fabricated metal or wooden beam, suspended from a hoist/crane or from a forklift, designed to provide multiple lifting points. | no | CFIHOS-30000117 |  | yes |  |  | 2019-10-01 01:48 | 2021-10-12 15:58 |  | CR0005;CR0030;CR0029;FR60 | STANDARD
lifting device | lifting cap | A lifting device also serving as a cover or protection. | no | CFIHOS-30000118 |  | yes |  |  | 2019-10-01 01:48 | 2021-10-12 15:58 |  | CR0005;CR0030;CR0029;FR60 | STANDARD
piping and pipeline equipment | line blind | A functional unit used to blind off a process stream. | no | CFIHOS-30000119 |  | no |  |  | 2019-10-01 01:48 | 2021-10-12 15:58 |  | CR0005;CR0030;CR0029;FR60 | STANDARD
analysing instrument | liquid composition analyser | An analyser for liquid. | no | CFIHOS-30000120 |  | yes |  |  | 2019-10-01 01:48 | 2021-10-12 15:58 |  | CR0002;CR0005;CR0029;CR0030;FR60 | STANDARD
detector | liquid detector | A detector which is capable of detecting selected types of liquids. | no | CFIHOS-30000121 |  | yes |  |  | 2019-10-01 01:48 | 2021-10-12 15:58 |  | CR0002;CR0005;CR0014;CR0030;CR0029;FR60 | STANDARD
electrical equipment class | load bank | Is an electrical component intended to provide a load on an electrical circuit for test purposes. | no | CFIHOS-30000122 |  | yes |  |  | 2019-10-01 01:48 | 2021-10-12 15:58 | 2021-10-12 15:58 | CR0005;CR0012;CR0029;FR60 | TERMINATED
detecting element | load cell | A transducer which produces a signal with a defined relationship to the force applied to it. | no | CFIHOS-30000123 |  | yes |  |  | 2019-10-01 01:48 | 2021-10-12 15:58 |  | CR0005;CR0014;CR0028;CR0030;CR0029;FR60 | STANDARD
other mechanical equipment | logic cap | A retrievable and configurable device to route and re-route flow true the cap. | no | CFIHOS-30000124 |  | yes |  |  | 2019-10-01 01:48 | 2021-10-12 15:58 |  | CR0005;CR0030;CR0029;FR60 | STANDARD
mechanical equipment class | louvre | An artefact which contains fins or vanes intended to control a flow of air. Typically also to separate water droplets from an air stream. | no | CFIHOS-30000125 |  | yes |  |  | 2019-10-01 01:48 | 2021-10-12 15:58 |  | CR0002;CR0005;CR0011;CR0030;CR0029;FR60 | STANDARD
level transmitter | magnetic level transmitter | A level transmitter which uses a floater and magnetic contacts to measure and transmit level. | no | CFIHOS-30000126 |  | yes |  |  | 2019-10-01 01:48 | 2021-10-12 15:58 |  | CR0002;CR0005;CR0014;CR0029;CR0030;FR60 | STANDARD
health, safety and environment equipment class | manual call point | A manual call point is a device which enables personnel to raise an alarm in the event of a fire incident by pressing a frangible element to activate the alarm system. | no | CFIHOS-30000127 |  | yes |  |  | 2019-10-01 01:48 | 2021-10-12 15:58 |  | CR0005;CR0030;CR0029;FR60 | STANDARD
control switch | manual control switch | A control switch that is operated by a person. | no | CFIHOS-30000128 |  | yes | Owner Operator RDL Alignment | hand switch | 2019-10-01 01:48 | 2021-10-12 15:58 |  | CR0002;CR0014;CR0028;CR0029;FR60;FR74 | STANDARD
mechanical equipment class | marine | A physical object that is related to the sea or sea transport. | yes | CFIHOS-30000129 |  | no |  |  | 2019-10-01 01:48 | 2021-10-12 15:58 |  | CR0005;CR0030;CR0029;FR60 | STANDARD
other mechanical equipment | mast | Is a support (item). | no | CFIHOS-30000130 |  | yes |  |  | 2019-10-01 01:48 | 2021-10-12 15:58 |  | CR0005;CR0030;CR0029;FR60;FR74 | STANDARD
other mechanical equipment | mechanical connector | An artefact which is a pipeline fitting used to create a rigid pressure containing joint in a pipeline or flowline. | no | CFIHOS-30000131 |  | yes |  |  | 2019-10-01 01:48 | 2021-10-12 15:58 |  | CR0005;CR0030;CR0029;FR60 | STANDARD
tool | meter prover | An artefact for the calibration of flow meters. | no | CFIHOS-30000132 |  | yes |  |  | 2019-10-01 01:48 | 2021-10-12 15:58 |  | CR0005;CR0012;CR0030;CR0029;FR60 | STANDARD
IT and telecom equipment | microphone | A microphone, sometimes called a mic (pronounced mike), is a device that converts sound into an electrical signal. | no | CFIHOS-30000133 |  | yes |  |  | 2019-10-01 01:48 | 2021-10-12 15:58 |  | CR0005;CR0030;CR0029;FR60 | STANDARD
equipment class | miscellaneous equipment | An equipment class that contains classes that not covered by any other parent class. | yes | CFIHOS-30000134 |  | no |  |  | 2019-10-01 01:48 | 2021-10-12 15:58 |  | CR0005;CR0030;CR0029;FR60 | STANDARD
IT and telecom equipment | modem | Short for modulator/demodulator. A communications device that converts one form of a signal to another that is suitable for transmission over communication circuits, typically from digital to analogue and then from analogue to digital. | no | CFIHOS-30000135 |  | yes |  |  | 2019-10-01 01:48 | 2021-10-12 15:58 |  | CR0005;CR0030;CR0029;FR60 | STANDARD
other mechanical equipment | mounting bracket | Is a bracket intended to attach an item to another item. | no | CFIHOS-30000136 |  | yes |  |  | 2019-10-01 01:48 | 2021-10-12 15:58 |  | CR0005;CR0030;CR0029;FR60 | STANDARD
analysing instrument | multi property analyser | An analyser giving as output a signal that represents more than one physical properties of the analysed substance. | no | CFIHOS-30000137 |  | yes |  |  | 2019-10-01 01:48 | 2021-10-12 15:58 |  | CR0002;CR0005;CR0029;CR0030;FR60 | STANDARD
IT and telecom equipment | multiplexer | Is an artefact intended for a number of input channels to share one output channel. | no | CFIHOS-30000138 |  | yes |  |  | 2019-10-01 01:48 | 2021-10-12 15:58 |  | CR0005;CR0030;CR0029;FR60 | STANDARD
IT and telecom equipment | net oil computer | A very accurate flow meter used to record oil exports. | no | CFIHOS-30000139 |  | yes |  |  | 2019-10-01 01:48 | 2021-10-12 15:58 |  | CR0005;CR0030;CR0029;FR60 | STANDARD
electrical equipment class | nitrogen generator | An apparatus that produces nitrogen gas | no | CFIHOS-30000140 |  | yes |  |  | 2019-10-01 01:48 | 2021-10-12 15:58 | 2021-10-12 15:58 | CR0005;CR0012;CR0029;FR60 | TERMINATED
valve instrument | NRA ball valve | A valve not designed to regulate flow (e.g. on/off). A valve which has a ball closure member. Includes an actuator that needs auxiliary power to operate. | no | CFIHOS-30000141 |  | yes |  |  | 2019-10-01 01:48 | 2021-10-12 15:58 | 2021-10-12 15:58 | CR0002;CR0005;CR0011;CR0029;FR60 | TERMINATED
valve instrument | NRA butterfly valve | A valve not designed to regulate flow (e.g. on/off). A valve which has a closure member of a disk type with a shaft parallel, or near parallel, to the plane of the disk, with an axis of rotation transverse to the flow direction. Includes an actuator that | no | CFIHOS-30000142 |  | yes |  |  | 2019-10-01 01:48 | 2021-10-12 15:58 | 2021-10-12 15:58 | CR0002;CR0005;CR0011;CR0029;FR60 | TERMINATED
valve instrument | NRA choke valve | A valve not designed to regulate flow (e.g. on/off). A valve which obstruct the fluid passing inside and has the ability to reduce the pressure from the inlet port to the outlet port. Includes an actuator that needs auxiliary power to operate. | no | CFIHOS-30000143 |  | yes |  |  | 2019-10-01 01:48 | 2021-10-12 15:58 | 2021-10-12 15:58 | CR0002;CR0005;CR0011;CR0029;FR60 | TERMINATED
valve instrument | NRA eccentric rotating disc valve | A valve not designed to regulate flow (e.g. on/off). A valve which closing member is an eccentric rotating disc. Includes an actuator that needs auxiliary power to operate. | no | CFIHOS-30000144 |  | yes |  |  | 2019-10-01 01:48 | 2021-10-12 15:58 | 2021-10-12 15:58 | CR0002;CR0005;CR0011;CR0029;FR60 | TERMINATED
valve instrument | NRA gate valve | A valve not designed to regulate flow (e.g. on/off). A valve where the closure member is a gate or disk with a linear motion parallel, or nearly parallel, to the plane of flat seats, which are transverse to the direction of flow. Includes an actuator that | no | CFIHOS-30000145 |  | yes |  |  | 2019-10-01 01:48 | 2021-10-12 15:58 | 2021-10-12 15:58 | CR0002;CR0005;CR0011;CR0029;FR60 | TERMINATED
valve instrument | NRA multi way plug valve | A valve not designed to regulate flow (e.g. on/off). A multi way plug valve which has the possibility of three distinct paths for flow through it. Includes an actuator that needs auxiliary power to operate. | no | CFIHOS-30000146 |  | yes |  |  | 2019-10-01 01:48 | 2021-10-12 15:58 | 2021-10-12 15:58 | CR0002;CR0005;CR0011;CR0029;FR60 | TERMINATED
valve (non DCS connected) | NRA multiple orifice valve | A valve not designed to regulate flow (e.g. on/off). A valve with multiple orifices or flow-restriction device to control fluid flow. Includes an actuator that needs auxiliary power to operate. | no | CFIHOS-30000147 |  | yes |  |  | 2019-10-01 01:48 | 2021-10-12 15:58 | 2021-10-12 15:58 | CR0002;CR0005;CR0011;CR0029;FR60 | TERMINATED
valve instrument | NRA piston check valve | A valve not designed to regulate flow (e.g. on/off). A valve in which the closure member is lifted from the seat during forward flow. A valve with a free gravity or spring-loaded piston type closure member. Includes an actuator that needs auxiliary power | no | CFIHOS-30000148 |  | yes |  |  | 2019-10-01 01:48 | 2021-10-12 15:58 | 2021-10-12 15:58 | CR0002;CR0005;CR0011;CR0029;FR60 | TERMINATED
valve instrument | NRA plug valve | A valve not designed to regulate flow (e.g. on/off). A valve with a quarter turn action in which the closure member is a cylindrical or tapered plug which operates by rotating on its axis and sealing against a downstream seat. Includes an actuator that ne | no | CFIHOS-30000149 |  | yes |  |  | 2019-10-01 01:48 | 2021-10-12 15:58 | 2021-10-12 15:58 | CR0002;CR0005;CR0011;CR0029;FR60 | TERMINATED
valve (non DCS connected) | NRA swing check valve | A valve not designed to regulate flow (e.g. on/off). A valve in which the closure member is lifted from the seat during forward flow. A valve where the closure member is a disk which swings freely on a hinge and which opens automatically when flow is esta | no | CFIHOS-30000150 |  | yes |  |  | 2019-10-01 01:48 | 2021-10-12 15:58 | 2021-10-12 15:58 | CR0002;CR0005;CR0011;CR0029;FR60 | TERMINATED
valve (non DCS connected) | NRA wafer check valve | A valve not designed to regulate flow (e.g. on/off). A valve in which the closure member is lifted from the seat during forward flow. A valve with a wafer pattern valve body. Includes an actuator that needs auxiliary power to operate. | no | CFIHOS-30000151 |  | yes |  |  | 2019-10-01 01:48 | 2021-10-12 15:58 | 2021-10-12 15:58 | CR0002;CR0005;CR0011;CR0029;FR60 | TERMINATED
valve (non DCS connected) | NRM ball valve | A valve not designed to regulate flow (e.g. on/off). A valve which has a ball closure member. Is manually operated. | no | CFIHOS-30000152 |  | yes |  |  | 2019-10-01 01:48 | 2021-10-12 15:58 | 2021-10-12 15:58 | CR0002;CR0005;CR0011;CR0029;FR60 | TERMINATED
valve (non DCS connected) | NRM butterfly valve | A valve not designed to regulate flow (e.g. on/off). A valve which has a closure member of a disk type with a shaft parallel, or near parallel, to the plane of the disk, with an axis of rotation transverse to the flow direction. Is manually operated. | no | CFIHOS-30000153 |  | yes |  |  | 2019-10-01 01:48 | 2021-10-12 15:58 | 2021-10-12 15:58 | CR0002;CR0005;CR0011;CR0029;FR60 | TERMINATED
valve (non DCS connected) | NRM choke valve | A valve not designed to regulate flow (e.g. on/off). A valve which obstruct the fluid passing inside and has the ability to reduce the pressure from the inlet port to the outlet port. Is manually operated. | no | CFIHOS-30000154 |  | yes |  |  | 2019-10-01 01:48 | 2021-10-12 15:58 | 2021-10-12 15:58 | CR0002;CR0005;CR0011;CR0029;FR60 | TERMINATED
valve (non DCS connected) | NRM eccentric rotating disc valve | A valve not designed to regulate flow (e.g. on/off). A valve which closing member is an eccentric rotating disc. Is manually operated. | no | CFIHOS-30000155 |  | yes |  |  | 2019-10-01 01:48 | 2021-10-12 15:58 | 2021-10-12 15:58 | CR0002;CR0005;CR0011;CR0029;FR60 | TERMINATED
valve (non DCS connected) | NRM gate valve | A valve not designed to regulate flow (e.g. on/off). A valve where the closure member is a gate or disk with a linear motion parallel, or nearly parallel, to the plane of flat seats, which are transverse to the direction of flow. Is manually operated. | no | CFIHOS-30000156 |  | yes |  |  | 2019-10-01 01:48 | 2021-10-12 15:58 | 2021-10-12 15:58 | CR0002;CR0005;CR0011;CR0029;FR60 | TERMINATED
valve (non DCS connected) | NRM multi way plug valve | A valve not designed to regulate flow (e.g. on/off). A multi way plug valve which has the possibility of three distinct paths for flow through it. Is manually operated. | no | CFIHOS-30000157 |  | yes |  |  | 2019-10-01 01:48 | 2021-10-12 15:58 | 2021-10-12 15:58 | CR0002;CR0005;CR0011;CR0029;FR60 | TERMINATED
valve (non DCS connected) | NRM multiple orifice valve | A valve not designed to regulate flow (e.g. on/off). A valve with multiple orifices or flow-restriction device to control fluid flow. Is manually operated. | no | CFIHOS-30000158 |  | yes |  |  | 2019-10-01 01:48 | 2021-10-12 15:58 | 2021-10-12 15:58 | CR0002;CR0005;CR0011;CR0029;FR60 | TERMINATED
valve (non DCS connected) | NRM piston check valve | A valve not designed to regulate flow (e.g. on/off). A valve in which the closure member is lifted from the seat during forward flow. A valve with a free gravity or spring-loaded piston type closure member. Is manually operated. | no | CFIHOS-30000159 |  | yes |  |  | 2019-10-01 01:48 | 2021-10-12 15:58 | 2021-10-12 15:58 | CR0002;CR0005;CR0011;CR0029;FR60 | TERMINATED
valve (non DCS connected) | NRM plug valve | A valve not designed to regulate flow (e.g. on/off). A valve with a quarter turn action in which the closure member is a cylindrical or tapered plug which operates by rotating on its axis and sealing against a downstream seat. Is manually operated. | no | CFIHOS-30000160 |  | yes |  |  | 2019-10-01 01:48 | 2021-10-12 15:58 | 2021-10-12 15:58 | CR0002;CR0005;CR0011;CR0029;FR60 | TERMINATED
valve (non DCS connected) | NRM swing check valve | A valve not designed to regulate flow (e.g. on/off). A valve in which the closure member is lifted from the seat during forward flow. A valve where the closure member is a disk which swings freely on a hinge and which opens automatically when flow is esta | no | CFIHOS-30000161 |  | yes |  |  | 2019-10-01 01:48 | 2021-10-12 15:58 | 2021-10-12 15:58 | CR0002;CR0005;CR0011;CR0029;FR60 | TERMINATED
valve (non DCS connected) | NRM wafer check valve | A valve not designed to regulate flow (e.g. on/off). A valve in which the closure member is lifted from the seat during forward flow. A valve with a wafer pattern valve body. Is manually operated. | no | CFIHOS-30000162 |  | yes |  |  | 2019-10-01 01:48 | 2021-10-12 15:58 | 2021-10-12 15:58 | CR0002;CR0005;CR0011;CR0029;FR60 | TERMINATED
infrastructure | office building | Is a building intended to provide a working space for people and their resources. | no | CFIHOS-30000163 |  | no |  |  | 2019-10-01 01:48 | 2021-10-12 15:58 |  | CR0005;CR0030;CR0029;FR60 | STANDARD
IT and telecom equipment | optical beacon | A post or buoy placed over a shoal or bank to warn vessels, also a signal mark on land. | no | CFIHOS-30000164 |  | yes |  |  | 2019-10-01 01:48 | 2021-10-12 15:58 |  | CR0005;CR0030;CR0029;FR60 | STANDARD
IT and telecom equipment | overhead projector | Equipment which projects an image on a screen by passing light through a transparent slide or other transparency. | no | CFIHOS-30000165 |  | yes |  |  | 2019-10-01 01:48 | 2021-10-12 15:58 |  | CR0005;CR0030;CR0029;FR60 | STANDARD
lifting device | overhead runway beam | Is a fixed assembly of rails or beams, girders, brackets and framework on which a movable or fixed hoisting mechanism travels. | no | CFIHOS-30000166 |  | yes |  |  | 2019-10-01 01:48 | 2021-10-12 15:58 |  | CR0005;CR0030;CR0029;FR60 | STANDARD
IT and telecom equipment | PABX | PrivAte Branch eXchange. The telephone systems found in many offices, giving an extension for each telephone and a connection to the main telephone system. Also commonly referred to as PBX. | no | CFIHOS-30000167 |  | yes |  |  | 2019-10-01 01:48 | 2021-10-12 15:58 | 2021-10-12 15:58 | CR0005;CR0028;CR0029;FR60 | TERMINATED
other mechanical equipment | package | An artefact which is a collection of artefacts to be managed as one for some purpose. | no | CFIHOS-30000168 |  | no |  |  | 2019-10-01 01:48 | 2021-10-12 15:58 |  | CR0005;CR0030;CR0029;FR60 | STANDARD
other mechanical equipment | padeye | A facility used to fasten lifting or movement equipment to the structure. A padeye have hole for a shackle. | no | CFIHOS-30000169 |  | no |  |  | 2019-10-01 01:48 | 2021-10-12 15:58 |  | CR0005;CR0030;CR0029;FR60 | STANDARD
IT and telecom equipment | pager | One-way communications device in which the intended receiver is alerted to receive a message or return a phone call. | no | CFIHOS-30000170 |  | yes |  |  | 2019-10-01 01:48 | 2021-10-12 15:58 |  | CR0005;CR0030;CR0029;FR60 | STANDARD
IT and telecom equipment | paging system | A system intended to contact people through a pager. It is pre-date mobile phone technology. | no | CFIHOS-30000171 |  | yes |  |  | 2019-10-01 01:48 | 2021-10-12 15:58 |  | CR0005;CR0030;CR0029;FR60 | STANDARD
lifting device | personal basket | A container that can be attached to a hook for lifting one or more people. | no | CFIHOS-30000172 |  | yes |  |  | 2019-10-01 01:48 | 2021-10-12 15:58 |  | CR0005;CR0030;CR0029;FR60 | STANDARD
corrosion element | pH element | An element designed to measure pH (potential of Hydrogen). | no | CFIHOS-30000173 |  | yes |  |  | 2019-10-01 01:48 | 2021-10-12 15:58 |  | CR0002;CR0005;CR0014;CR0028;CR0029;CR0030;FR60;FR74 | STANDARD
electrical equipment class | photoelectric device | Whose electrical properties can be modified by the action of light. | no | CFIHOS-30000174 |  | yes |  | solar panel; sensing equipment; photo cell; photocell; photelectric cell | 2019-10-01 01:48 | 2021-10-12 15:58 | 2021-10-12 15:58 | CR0005;CR0012;CR0028;CR0029;FR60 | TERMINATED
piping and pipeline equipment | pig launcher | A pressure vessel intended for sending a pig into a pipeline. | no | CFIHOS-30000175 |  | yes |  |  | 2019-10-01 01:48 | 2021-10-12 15:58 |  | CR0005;CR0030;CR0029;FR60 | STANDARD
piping and pipeline equipment | pig loop | A flowloop that allows a pipeline pig to move from one pipe to another. | no | CFIHOS-30000176 |  | no |  |  | 2019-10-01 01:48 | 2021-10-12 15:58 |  | CR0005;CR0030;CR0029;FR60 | STANDARD
piping and pipeline equipment | pig receiver | A pressure vessel intended for receiving a pig from a pipeline. | no | CFIHOS-30000177 |  | yes |  |  | 2019-10-01 01:48 | 2021-10-12 15:58 |  | CR0005;CR0030;CR0029;FR60 | STANDARD
piping and pipeline equipment | pig transmitter | A transmitter intended to detect a pig passage and transmit a signal representing the measured value. | no | CFIHOS-30000178 |  | yes |  |  | 2019-10-01 01:48 | 2021-10-12 15:58 |  | CR0005;CR0030;CR0029;FR60 | STANDARD
piping and pipeline equipment | pig trap | A facility on a pipeline for inserting and retrieving a scraper or pig. | no | CFIHOS-30000179 |  | yes |  |  | 2019-10-01 01:48 | 2021-10-12 15:58 |  | CR0005;CR0030;CR0029;FR60 | STANDARD
tool | pipe bending machine | An artefact which is intended for bending pipes. | no | CFIHOS-30000180 |  | yes |  |  | 2019-10-01 01:48 | 2021-10-12 15:58 |  | CR0005;CR0030;CR0029;FR60 | STANDARD
mechanical equipment class | piping and pipeline equipment | A physical object used in or in connection with a piping system. | yes | CFIHOS-30000181 |  | no |  |  | 2019-10-01 01:48 | 2021-10-12 15:58 |  | CR0005;CR0030;CR0029;FR60 | STANDARD
piping and pipeline equipment | piping spool | Is a piping assembly of piping components to be pre-fabricated as one item. | no | CFIHOS-30000182 |  | no |  |  | 2019-10-01 01:48 | 2021-10-12 15:58 |  | CR0005;CR0030;CR0029;FR60 | STANDARD
IT and telecom equipment | positioning system | A handheld or fixed device designed to identify and record the location of an object on the earth's surface. GPS, GALILEO, SYLEDIS, HYPERFIX, LORAN-C, DECCA etc. are all brands and working on different networks. | no | CFIHOS-30000184 |  | yes |  |  | 2019-10-01 01:48 | 2021-10-12 15:58 |  | CR0005;CR0030;CR0029;FR60 | STANDARD
flow element | positive displacement flow element | Elements like impellers rotating by the pressure of the fluid in a closed conduit to measure the flow of a liquid. | no | CFIHOS-30000185 |  | yes |  |  | 2019-10-01 01:48 | 2021-10-12 15:58 |  | CR0002;CR0005;CR0014;CR0028;CR0029;CR0030;FR60 | STANDARD
electrical equipment class | power stabiliser | A device that removes voltage spikes from an AC or DC electrical supply. | no | CFIHOS-30000186 |  | yes |  | voltage regulator | 2019-10-01 01:48 | 2021-10-12 15:58 |  | CR0005;CR0012;CR0030;CR0029;FR60;FR74 | STANDARD
instrument equipment | pressure instrument |  | yes | CFIHOS-30000187 |  | no |  |  | 2019-10-01 01:48 | 2021-10-12 15:58 | 2021-10-12 15:58 | CR0005;CR0014;CR0028;CR0029;FR60 | TERMINATED
pressure instrument | pressure memory gauge | An instrument that measures and stores downhold pressures, enabling the data to be read when the tool assembly is returned to the surface. | no | CFIHOS-30000188 |  | yes |  |  | 2019-10-01 01:48 | 2021-10-12 15:58 | 2021-10-12 15:58 | CR0002;CR0005;CR0014;CR0029;FR60 | TERMINATED
IT and telecom equipment | process data acquisition and control | Is a facilty for measure & control, including the main plant computerized operational system, where all process, utility and off site activities are monitored. The system may be located in the main control room. (e.g. PLC Programmable logic controller, DCS distributed control system, ENMC Electrical Network Monitoring and Control system). | no | CFIHOS-30000189 |  | yes |  | programmable logic controller; plc | 2019-10-01 01:48 | 2021-10-12 15:58 |  | CR0005;CR0012;CR0030;CR0029;FR60;FR74 | STANDARD
general instrument | proximity amplifier | A device that increases the power or amplitude of a signal received from a proximity probe. | no | CFIHOS-30000190 |  | yes |  |  | 2019-10-01 01:48 | 2021-10-12 15:58 | 2021-10-12 15:58 | CR0005;CR0014;CR0029;FR60 | TERMINATED
IT and telecom equipment | public address and alarm system | Is an alarm system. | no | CFIHOS-30000191 |  | yes |  |  | 2019-10-01 01:48 | 2021-10-12 15:58 |  | CR0005;CR0030;CR0029;FR60;FR74 | STANDARD
valve instrument | RA ball valve | A valve designed to regulate flow. A valve which has a ball closure member. Includes an actuator that needs auxiliary power to operate. | no | CFIHOS-30000192 |  | yes |  |  | 2019-10-01 01:48 | 2021-10-12 15:58 | 2021-10-12 15:58 | CR0002;CR0005;CR0011;CR0029;FR60 | TERMINATED
valve instrument | RA butterfly valve | A valve designed to regulate flow. A valve which has a closure member of a disk type with a shaft parallel, or near parallel, to the plane of the disk, with an axis of rotation transverse to the flow direction. Includes an actuator that needs auxiliary po | no | CFIHOS-30000193 |  | yes |  |  | 2019-10-01 01:48 | 2021-10-12 15:58 | 2021-10-12 15:58 | CR0002;CR0005;CR0011;CR0029;FR60 | TERMINATED
valve (non DCS connected) | RA diaphragm valve | A valve designed to regulate flow. A membrane valve where the closure member is a resilient diaphragm being forced against a port. Includes an actuator that needs auxiliary power to operate. | no | CFIHOS-30000194 |  | yes |  |  | 2019-10-01 01:48 | 2021-10-12 15:58 | 2021-10-12 15:58 | CR0002;CR0005;CR0011;CR0029;FR60 | TERMINATED
valve instrument | RA eccentric rotating disc valve | A valve designed to regulate flow. A valve which closing member is an eccentric rotating disc. Includes an actuator that needs auxiliary power to operate. | no | CFIHOS-30000195 |  | yes |  |  | 2019-10-01 01:48 | 2021-10-12 15:58 | 2021-10-12 15:58 | CR0002;CR0005;CR0011;CR0029;FR60 | TERMINATED
valve instrument | RA globe valve | A valve designed to regulate flow. A valve where the closure member is a disk or piston operating with linear motion normal to the flat or shaped seat. Includes an actuator that needs auxiliary power to operate. | no | CFIHOS-30000196 |  | yes |  |  | 2019-10-01 01:48 | 2021-10-12 15:58 | 2021-10-12 15:58 | CR0002;CR0005;CR0011;CR0029;FR60 | TERMINATED
valve instrument | RA needle valve | A valve designed to regulate flow. A globe valve with a closure member with the shape of a conical plug (needle) which closes into a small seat. Used for flow metering and damping pressure fluctuations on instruments, e.g. pressure gauge. Includes an actu | no | CFIHOS-30000197 |  | yes |  |  | 2019-10-01 01:48 | 2021-10-12 15:58 | 2021-10-12 15:58 | CR0002;CR0005;CR0011;CR0029;FR60 | TERMINATED
valve instrument | RA plug valve | A valve designed to regulate flow. A valve with a quarter turn action in which the closure member is a cylindrical or tapered plug which operates by rotating on its axis and sealing against a downstream seat. Includes an actuator that needs auxiliary powe | no | CFIHOS-30000198 |  | yes |  |  | 2019-10-01 01:48 | 2021-10-12 15:58 | 2021-10-12 15:58 | CR0002;CR0005;CR0011;CR0029;FR60 | TERMINATED
other mechanical equipment | rack | A mechanical structure intended to receive a number of pieces of basically standardized modular equipment. | no | CFIHOS-30000199 |  | yes |  |  | 2019-10-01 01:48 | 2021-10-12 15:58 |  | CR0005;CR0030;CR0029;FR60 | STANDARD
level element | radar level element | An element intended to determine a level based on high frequency electromagnetic waves. | no | CFIHOS-30000200 |  | yes |  |  | 2019-10-01 01:48 | 2021-10-12 15:58 |  | CR0002;CR0005;CR0014;CR0028;CR0029;CR0030;FR60 | STANDARD
heat exchanger | radiator | Is a heat exchanger which cools a fluid and heats the surrounding environment. | no | CFIHOS-30000201 |  | yes |  |  | 2019-10-01 01:48 | 2021-10-12 15:58 |  | CR0005;CR0030;CR0029;FR60 | STANDARD
vehicle | radio caravan | A mobile radio communications centre. | no | CFIHOS-30000202 |  | yes |  |  | 2019-10-01 01:48 | 2021-10-12 15:58 |  | CR0005;CR0030;CR0029;FR60 | STANDARD
IT and telecom equipment | radio transceiver | A transceiver which has the methods of signalling through space, without connecting wires. | no | CFIHOS-30000203 |  | yes |  |  | 2019-10-01 01:48 | 2021-10-12 15:58 |  | CR0005;CR0030;CR0029;FR60 | STANDARD
level instrument | radioactive source | Intended to generate radioactive radiation. | no | CFIHOS-30000204 |  | no |  |  | 2019-10-01 01:48 | 2021-10-12 15:58 |  | CR0028;CR0005;CR0014;CR0029;FR60;FR74 | STANDARD
IT and telecom equipment | reader | Is a piece of hardware intended to read and decode information encoded on a carrier. | no | CFIHOS-30000205 |  | yes |  | computer peripheral | 2019-10-01 01:48 | 2021-10-12 15:58 |  | CR0005;CR0012;CR0030;CR0029;FR60 | STANDARD
analysing instrument | redox analyser | An analyser intended to determine the oxidation and reduction capability of material. | no | CFIHOS-30000206 |  | yes |  |  | 2019-10-01 01:48 | 2021-10-12 15:58 |  | CR0002;CR0005;CR0029;CR0030;FR60 | STANDARD
electrical equipment class | refrigerator | A refrigerator (often shortened to fridge) is an electric appliance that uses refrigeration to help preserve food. | no | CFIHOS-30000207 |  | yes |  |  | 2019-10-01 01:48 | 2021-10-12 15:58 | 2021-10-12 15:58 | CR0005;CR0012;CR0029;FR60 | TERMINATED
pressure transmitter | relative pressure transmitter | A pressure transmitter where pressure is applied to one side of the sensor while the other side is open to atmosphere. The transmitter generate standardized output signal representing the measured value. | no | CFIHOS-30000208 |  | yes |  |  | 2019-10-01 01:48 | 2021-10-12 15:58 |  | CR0002;CR0005;CR0014;CR0029;CR0030;FR60 | STANDARD
electrical equipment class | remote terminal unit | A RTU, or Remote Terminal Unit is a device which interfaces objects in the physical world to a DCS or SCADA system by transmitting telemetry data to the system and/or altering the state of connected objects based on control messages received from the system. | no | CFIHOS-30000209 |  | yes |  | rtu | 2019-10-01 01:48 | 2021-10-12 15:58 |  | CR0005;CR0012;CR0030;CR0029;FR60 | STANDARD
infrastructure | residential building | Assigned for living and accommodation. | no | CFIHOS-30000210 |  | no |  |  | 2019-10-01 01:48 | 2021-10-12 15:58 |  | CR0005;CR0030;CR0029;FR60 | STANDARD
valve (non DCS connected) | RM ball valve | A valve designed to regulate flow. A valve which has a ball closure member. Is manually operated. | no | CFIHOS-30000211 |  | yes |  |  | 2019-10-01 01:48 | 2021-10-12 15:58 | 2021-10-12 15:58 | CR0002;CR0005;CR0011;CR0029;FR60 | TERMINATED
valve (non DCS connected) | RM butterfly valve | A valve designed to regulate flow. A valve which has a closure member of a disk type with a shaft parallel, or near parallel, to the plane of the disk, with an axis of rotation transverse to the flow direction. Is manually operated. | no | CFIHOS-30000212 |  | yes |  |  | 2019-10-01 01:48 | 2021-10-12 15:58 | 2021-10-12 15:58 | CR0002;CR0005;CR0011;CR0029;FR60 | TERMINATED
valve (non DCS connected) | RM diaphragm valve | A valve designed to regulate flow. A membrane valve where the closure member is a resilient diaphragm being forced against a port. Is manually operated. | no | CFIHOS-30000213 |  | yes |  |  | 2019-10-01 01:48 | 2021-10-12 15:58 | 2021-10-12 15:58 | CR0002;CR0005;CR0011;CR0029;FR60 | TERMINATED
valve (non DCS connected) | RM eccentric rotating disc valve | A valve designed to regulate flow. A valve which closing member is an eccentric rotating disc. Is manually operated. | no | CFIHOS-30000214 |  | yes |  |  | 2019-10-01 01:48 | 2021-10-12 15:58 | 2021-10-12 15:58 | CR0002;CR0005;CR0011;CR0029;FR60 | TERMINATED
valve (non DCS connected) | RM globe valve | A valve designed to regulate flow. A valve where the closure member is a disk or piston operating with linear motion normal to the flat or shaped seat. Is manually operated. | no | CFIHOS-30000215 |  | yes |  |  | 2019-10-01 01:48 | 2021-10-12 15:58 | 2021-10-12 15:58 | CR0002;CR0005;CR0011;CR0029;FR60 | TERMINATED
valve (non DCS connected) | RM needle valve | A valve designed to regulate flow. A globe valve with a closure member with the shape of a conical plug (needle) which closes into a small seat. Used for flow metering and damping pressure fluctuations on instruments, e.g. pressure gauge. Is manually oper | no | CFIHOS-30000216 |  | yes |  |  | 2019-10-01 01:48 | 2021-10-12 15:58 | 2021-10-12 15:58 | CR0002;CR0005;CR0011;CR0029;FR60 | TERMINATED
valve (non DCS connected) | RM plug valve | A valve designed to regulate flow. A valve with a quarter turn action in which the closure member is a cylindrical or tapered plug which operates by rotating on its axis and sealing against a downstream seat. Is manually operated. | no | CFIHOS-30000217 |  | yes |  |  | 2019-10-01 01:48 | 2021-10-12 15:58 | 2021-10-12 15:58 | CR0002;CR0005;CR0011;CR0029;FR60 | TERMINATED
infrastructure | road | Is a civil item intended for vehicle traffic. | no | CFIHOS-30000218 |  | no |  |  | 2019-10-01 01:48 | 2021-10-12 15:58 |  | CR0005;CR0030;CR0029;FR60 | STANDARD
reciprocating pump | rod pump | Is a reciprocating pump using a rod attached to an assembly of check valves and other components. By the reciprocating movement of the rod liquid will be forced through the valves. These pumps are often driven by an air balancing unit. | no | CFIHOS-30000219 |  | yes |  |  | 2019-10-01 01:48 | 2021-10-12 15:58 | 2021-10-12 15:58 | CR0005;CR0009;CR0028;CR0029;FR60 | TERMINATED
flow instrument | rotameter | A variable area flow indicator with a local reading indicator. | no | CFIHOS-30000220 |  | yes |  |  | 2019-10-01 01:48 | 2021-10-12 15:58 | 2021-10-12 15:58 | CR0002;CR0005;CR0014;CR0029;FR60 | TERMINATED
IT and telecom equipment | router | A router is a computer networking device that forwards data packets toward their destinations through a process known as routing. Routing occurs at layer 3 (Network layer) of the OSI seven-layer model. | no | CFIHOS-30000221 |  | yes |  |  | 2019-10-01 01:48 | 2021-10-12 15:58 |  | CR0005;CR0030;CR0029;FR60 | STANDARD
electrical equipment class | safety barrier | Safety barriers are devices that limit the current, voltage, and total energy delivered to a sensor in a hazardous area or flammable environment in order to prevent an explosion. | no | CFIHOS-30000222 |  | no |  |  | 2019-10-01 01:48 | 2021-10-12 15:58 |  | CR0005;CR0014;CR0028;CR0030;CR0029;FR60;FR74 | STANDARD
instrument equipment | safety valve instrument |  | yes | CFIHOS-30000223 |  | no |  |  | 2019-10-01 01:48 | 2021-10-12 15:58 | 2021-10-12 15:58 | CR0002;CR0005;CR0011;CR0029;FR60 | TERMINATED
analysing instrument | sample loop component | A sample loop adds a predetermined volume to the process. | no | CFIHOS-30000224 |  | yes |  |  | 2019-10-01 01:48 | 2021-10-12 15:58 |  | CR0002;CR0005;CR0030;CR0029;FR60 | STANDARD
IT and telecom equipment | satellite communications terminal | A system that provides voice and telefax communication via satellites. | no | CFIHOS-30000225 |  | yes |  |  | 2019-10-01 01:48 | 2021-10-12 15:58 |  | CR0005;CR0030;CR0029;FR60;FR74 | STANDARD
conveyor | screw conveyor | Is a conveyer intended to move dry, solid material from one location to another by means of a helix or screw rotating in a cylindrical conduit. | no | CFIHOS-30000226 |  | yes |  |  | 2019-10-01 01:48 | 2021-10-12 15:58 |  | CR0005;CR0030;CR0029;FR60;FR74 | STANDARD
control switch | selector switch | A manual control switch which has more then two possible positioning states. | no | CFIHOS-30000227 |  | no |  |  | 2019-10-01 01:48 | 2021-10-12 15:58 |  | CR0002;CR0005;CR0014;CR0029;CR0030;FR60 | STANDARD
other mechanical equipment | shale shaker | A vibrating screen for sifting out rock cuttings from drilling mud. | no | CFIHOS-30000228 |  | yes |  |  | 2019-10-01 01:48 | 2021-10-12 15:58 |  | CR0005;CR0030;CR0029;FR60 | STANDARD
general instrument | ORP element | an element designed to measure an oxidation reduction potential (ORP) | no | CFIHOS-30000229 |  | yes |  |  | 2019-10-01 01:48 | 2021-10-12 15:58 | 2021-10-12 15:58 | CR0002;CR0029;FR60 | TERMINATED
mechanical equipment class | other mechanical equipment | N equipment class that contains classes that normally are the responsibility of a department for mechanical engineering that are not covered by the mechanical equipment class. | yes | CFIHOS-30000230 |  | no |  |  | 2019-10-01 01:48 | 2021-10-12 15:58 |  | CR0005;CR0030;CR0029;FR60;FR74 | STANDARD
other mechanical equipment | sheave | A wheel which is grooved for use with vee-belts, ropes, round belts, wire or pipe. | no | CFIHOS-30000231 |  | yes |  |  | 2019-10-01 01:48 | 2021-10-12 15:58 |  | CR0005;CR0030;CR0029;FR60 | STANDARD
damper | shut off damper | A damper intended for closing off parts of a ventilation system. | no | CFIHOS-30000232 |  | yes |  |  | 2019-10-01 01:48 | 2021-10-12 15:58 |  | CR0005;CR0030;CR0029;FR60 | STANDARD
miscellaneous equipment | side pocket mandrel | A completion component that is used to house gas-lift valves and similar devices that require communication with the annulus. | no | CFIHOS-30000233 |  | yes |  |  | 2019-10-01 01:48 | 2021-10-12 15:58 |  | CR0005;CR0030;CR0029;FR60 | STANDARD
general instrument | signal | A detectable transmitted energy (e.g. voltage, current, pneumatic or magnetic field strength) by which information can be transmitted. | no | CFIHOS-30000234 |  | no |  |  | 2019-10-01 01:48 | 2021-10-12 15:58 |  | CR0005;CR0014;CR0029;FR60 | STANDARD
IT and telecom equipment | signal splitter | A device with one input and at least two outputs used for dividing a detectable transmitted energy (as a voltage, current, or magnetic field strength) by which information can be transmitted. | no | CFIHOS-30000235 |  | yes |  |  | 2019-10-01 01:48 | 2021-10-12 15:58 |  | CR0005;CR0012;CR0030;CR0029;FR60;FR74 | STANDARD
marine | single buoy mooring | A Single buoy mooring (SBM) or Single point mooring (SPM) is a loading buoy anchored offshore that serves as a mooring point and interconnect for tankers loading or offloading gas or fluid products. SBMs are the link between the geostatic subsea manifold connections and the weathervaning tanker. They are capable of handling any size ship, even very large crude carriers (VLCC) where no alternative facility is available. | no | CFIHOS-30000236 |  | yes |  |  | 2019-10-01 01:48 | 2021-10-12 15:58 |  | CR0005;CR0030;CR0029;FR60 | STANDARD
health, safety and environment equipment class | sink | A large basin with taps that supplies water. | no | CFIHOS-30000237 |  | yes |  |  | 2019-10-01 01:48 | 2021-10-12 15:58 |  | CR0005;CR0030;CR0029;FR60 | STANDARD
other mechanical equipment | skimmer | Device which separates oil from water by mechanically wipe the oil of the water surface. | no | CFIHOS-30000239 |  | yes |  |  | 2019-10-01 01:48 | 2021-10-12 15:58 |  | CR0005;CR0030;CR0029;FR60 | STANDARD
lifting device | snatch block | A block through which a rope can be reeved without access to an end. | no | CFIHOS-30000240 |  | yes |  |  | 2019-10-01 01:48 | 2021-10-12 15:58 |  | CR0005;CR0030;CR0029;FR60 | STANDARD
general instrument | software function | Is a software intended to describe a process step in a computer language. Typically a software implementation of a control function. | no | CFIHOS-30000241 |  | no |  |  | 2019-10-01 01:48 | 2021-10-12 15:58 |  | CR0005;CR0014;CR0029;FR60;FR74 | STANDARD
analysing instrument | solid composition analyser | An analyser intended to determine a mixture of solid particles in liquids or solid or liquid droplets in air. | no | CFIHOS-30000242 |  | yes |  |  | 2019-10-01 01:48 | 2021-10-12 15:58 |  | CR0002;CR0005;CR0029;CR0030;FR60 | STANDARD
detector | sand detector | A detector intended to detect sand in a fluid. | no | CFIHOS-30000243 |  | yes |  |  | 2019-10-01 01:48 | 2021-10-12 15:58 |  | CR0002;CR0005;CR0014;CR0028;CR0030;CR0029;FR60 | STANDARD
damper | sound attenuator | A device decreasing noise in a HVAC system. | no | CFIHOS-30000244 |  | yes |  |  | 2019-10-01 01:48 | 2021-10-12 15:58 |  | CR0005;CR0030;CR0029;FR60 | STANDARD
analysing instrument | sound pressure level analyser | A meter intended to measure a sound pressure level. | no | CFIHOS-30000245 |  | yes |  |  | 2019-10-01 01:48 | 2021-10-12 15:58 |  | CR0002;CR0005;CR0029;CR0030;FR60 | STANDARD
piping and pipeline equipment | spark arrestor | A device which removes incandescent particles from a gas stream. Spark arrestors are fitted to vehicles and stationary engines which are operated in potentially flammable atmospheres. | no | CFIHOS-30000246 |  | yes |  |  | 2019-10-01 01:48 | 2021-10-12 15:58 |  | CR0005;CR0030;CR0029;FR60 | STANDARD
tool | special tool | A device that is made as a tool to be used for a special purpose. | no | CFIHOS-30000247 |  | yes |  |  | 2019-10-01 01:48 | 2021-10-12 15:58 |  | CR0005;CR0030;CR0029;FR60 | STANDARD
analysing instrument | specific gravity analyser | An analyser intended to determine specific gravity's of materials. Typically of liquids. | no | CFIHOS-30000248 |  | yes |  |  | 2019-10-01 01:48 | 2021-10-12 15:58 |  | CR0002;CR0005;CR0029;CR0030;FR60 | STANDARD
other mechanical equipment | spreader bar | A beam that is used to spread ropes or slings when lifting. | no | CFIHOS-30000249 |  | yes |  |  | 2019-10-01 01:48 | 2021-10-12 15:58 |  | CR0005;CR0030;CR0029;FR60;FR74 | STANDARD
piping and pipeline equipment | spring support | Is a support (item) intended to carry the load of piping components. | no | CFIHOS-30000250 |  | yes |  |  | 2019-10-01 01:48 | 2021-10-12 15:58 |  | CR0005;CR0030;CR0029;FR60;FR74 | STANDARD
other mechanical equipment | stack | Is a support structure intended to support a flare or vent pipe. | no | CFIHOS-30000251 |  | yes |  |  | 2019-10-01 01:48 | 2021-10-12 15:58 |  | CR0005;CR0030;CR0029;FR60 | STANDARD
general instrument | strain gauge | Is a device used to measure deformation (strain) of an object. The most common type of strain gauge consists of a flexible backing which supports a metallic foil pattern etched onto the backing. As the object is deformed, the foil pattern is deformed, cau | no | CFIHOS-30000252 |  | yes |  |  | 2019-10-01 01:48 | 2021-10-12 15:58 | 2021-10-12 15:58 | CR0005;CR0012;CR0014;CR0029;FR60;FR74 | TERMINATED
other mechanical equipment | stroke length adjuster | A mechanical device capable of reducing the stroke length of a pump. | no | CFIHOS-30000253 |  | yes |  |  | 2019-10-01 01:48 | 2021-10-12 15:58 |  | CR0005;CR0030;CR0029;FR60 | STANDARD
mechanical equipment class | sump | Is an artefact intended to collect a heavy phase by making use of gravity. | no | CFIHOS-30000254 |  | yes |  | pit | 2019-10-01 01:48 | 2021-10-12 15:58 |  | CR0005;CR0013;CR0030;CR0029;FR60 | STANDARD
other mechanical equipment | swivel joint | An artefact joining two parts so that one or both can pivot freely (as on a bolt or pin). | no | CFIHOS-30000255 |  | yes |  |  | 2019-10-01 01:48 | 2021-10-12 15:58 |  | CR0005;CR0030;CR0029;FR60 | STANDARD
mechanical equipment class | tank and vessel |  | yes | CFIHOS-30000256 |  | no |  |  | 2019-10-01 01:48 | 2021-10-12 15:58 | 2021-10-12 15:58 | CR0005;CR0013;CR0029;FR60 | TERMINATED
IT and telecom equipment | tape drive | A device that transfer data between a computer and a magnetic tape. | no | CFIHOS-30000257 |  | yes |  |  | 2019-10-01 01:48 | 2021-10-12 15:58 |  | CR0005;CR0030;CR0029;FR60 | STANDARD
instrument equipment | temperature instrument | A physical object that detects temperatures; records, modifies and/or displays or performs a combination of these activities. | no | CFIHOS-30000258 |  | no |  |  | 2019-10-01 01:48 | 2021-10-12 15:58 |  | CR0005;CR0014;CR0029;CR0030;CR0032;FR60 | STANDARD
flow element | thermal flow element | An element which uses the principle of thermal conductivity to measure volume flow rate. | no | CFIHOS-30000259 |  | yes |  |  | 2019-10-01 01:48 | 2021-10-12 15:58 |  | CR0002;CR0005;CR0014;CR0028;CR0029;CR0030;FR60 | STANDARD
flow transmitter | thermal flow transmitter | A velocity flow meter which uses the principle of thermal conductivity to measure volume flow rate. | no | CFIHOS-30000260 |  | yes |  |  | 2019-10-01 01:48 | 2021-10-12 15:58 |  | CR0002;CR0005;CR0014;CR0029;CR0030;FR60 | STANDARD
equipment class | tool | A device that is a mechanical implement for working upon something, as by cutting, striking, rubbing or other processes, in any manual art or industry; usually, one held in and operated by the hand (or fixed in position, as in a lath), but also including certain simple machines, as the lathe; sometimes extended to simple instruments of other kinds. | yes | CFIHOS-30000261 |  | no |  |  | 2019-10-01 01:48 | 2021-10-12 15:58 |  | CR0005;CR0030;CR0029;FR60 | STANDARD
flow instrument | totalizer | A Control Function which has the capability to totalize | no | CFIHOS-30000262 |  | no |  |  | 2019-10-01 01:48 | 2021-10-12 15:58 | 2021-10-12 15:58 | CR0002;CR0005;CR0014;CR0029;FR60 | TERMINATED
vehicle | trailer | Is a vehicle which is nonautomotive and is designed to be hauled by road. | no | CFIHOS-30000263 |  | yes |  |  | 2019-10-01 01:48 | 2021-10-12 15:58 |  | CR0005;CR0030;CR0029;FR60 | STANDARD
flow transmitter | turbine flow transmitter | A transmitter specially designed to convert the signal in a turbine meter into a standardized output signal. | no | CFIHOS-30000264 |  | yes |  |  | 2019-10-01 01:48 | 2021-10-12 15:58 |  | CR0002;CR0005;CR0014;CR0029;CR0030;FR60 | STANDARD
flow transmitter | ultrasonic flow transmitter | A flow transmitter providing electrical outputs that are proportional to the flow inputs from an ultrasonic flow meter. | no | CFIHOS-30000265 |  | yes |  |  | 2019-10-01 01:48 | 2021-10-12 15:58 |  | CR0002;CR0005;CR0014;CR0029;CR0030;FR60 | STANDARD
level element | ultrasonic level element | An element intended to determine a level based on ultrasonic sound waves. | no | CFIHOS-30000266 |  | yes |  |  | 2019-10-01 01:48 | 2021-10-12 15:58 |  | CR0002;CR0005;CR0014;CR0028;CR0029;CR0030;FR60 | STANDARD
miscellaneous equipment | umbilical | An assembly of hydraulic hoses which can also include electrical cables or optic fibres, used to control a sub sea structure or remote operated vehicle from a platform or a vessel. | no | CFIHOS-30000267 |  | yes |  |  | 2019-10-01 01:48 | 2021-10-12 15:58 |  | CR0005;CR0030;CR0029;FR60 | STANDARD
electrical equipment class | UV sterilizer | Is a sterilizer intended to make use of ultraviolet light. | no | CFIHOS-30000268 |  | yes |  |  | 2019-10-01 01:48 | 2021-10-12 15:58 |  | CR0005;CR0030;CR0029;FR60 | STANDARD
instrument equipment | valve (non DCS connected) |  | yes | CFIHOS-30000269 |  | no |  |  | 2019-10-01 01:48 | 2021-10-12 15:58 | 2021-10-12 15:58 | CR0002;CR0005;CR0011;CR0029;FR60 | TERMINATED
instrument equipment | valve instrument |  | yes | CFIHOS-30000270 |  | no |  |  | 2019-10-01 01:48 | 2021-10-12 15:58 | 2021-10-12 15:58 | CR0002;CR0005;CR0011;CR0029;FR60 | TERMINATED
analysing instrument | vapour pressure analyser | An analyser intended to determine a vapor pressure. | no | CFIHOS-30000271 |  | yes |  |  | 2019-10-01 01:48 | 2021-10-12 15:58 |  | CR0002;CR0005;CR0029;CR0030;FR60;FR74 | STANDARD
level instrument | vibrating level switch | Which contains a sensor which vibration is dampened when in contact with a material, where the dampening causes it to switch or to transmit a switch signal. | no | CFIHOS-30000272 |  | yes |  |  | 2019-10-01 01:48 | 2021-10-12 15:58 | 2021-10-12 15:58 | CR0002;CR0005;CR0014;CR0029;FR60;FR74 | TERMINATED
control switch | vibration switch | A switch intended to give a on/off signal when vibration level have reached a pre-set value. | no | CFIHOS-30000273 |  | yes |  | vibrating fork level switch | 2019-10-01 01:48 | 2021-10-12 15:58 |  | CR0002;CR0005;CR0014;CR0030;CR0029;FR60 | STANDARD
IT and telecom equipment | video converter | A signal converter intended to convert one video signal type to another video signal type. | no | CFIHOS-30000274 |  | yes |  |  | 2019-10-01 01:48 | 2021-10-12 15:58 |  | CR0005;CR0030;CR0029;FR60 | STANDARD
IT and telecom equipment | video monitor | A facility with the capability of receiving video signals and displaying pictures. | no | CFIHOS-30000275 |  | yes |  |  | 2019-10-01 01:48 | 2021-10-12 15:58 |  | CR0005;CR0014;CR0028;CR0030;CR0029;FR60 | STANDARD
transmitter | voltage transmitter | A transmitter which output is relative to a measured voltage. | no | CFIHOS-30000276 |  | yes |  |  | 2019-10-01 01:48 | 2021-10-12 15:58 |  | CR0002;CR0005;CR0014;CR0030;CR0029;FR60 | STANDARD
flow transmitter | vortex flow transmitter | A transmitter specially designed to convert the signal in a vortex flow meter into a standardized output signal. | no | CFIHOS-30000277 |  | yes |  |  | 2019-10-01 01:48 | 2021-10-12 15:58 |  | CR0002;CR0005;CR0014;CR0029;CR0030;FR60 | STANDARD
other mechanical equipment | waste compactor | A compactor is a machine or mechanism used to reduce the size of waste material. | no | CFIHOS-30000278 |  | yes |  |  | 2019-10-01 01:48 | 2021-10-12 15:58 |  | CR0005;CR0030;CR0029;FR60 | STANDARD
heat exchanger | water cooler | A water cooler is a device that cools and dispenses water. | no | CFIHOS-30000279 |  | yes |  |  | 2019-10-01 01:48 | 2021-10-12 15:58 |  | CR0005;CR0030;CR0029;FR60 | STANDARD
other mechanical equipment | water desalination system | Is a fresh water system. | no | CFIHOS-30000280 |  | yes |  |  | 2019-10-01 01:48 | 2021-10-12 15:58 |  | CR0005;CR0030;CR0029;FR60 | STANDARD
other mechanical equipment | water maker | A device for producing drinking water, but not necessarily by reverse osmosis. | no | CFIHOS-30000281 |  | yes |  |  | 2019-10-01 01:48 | 2021-10-12 15:58 |  | CR0005;CR0030;CR0029;FR60 | STANDARD
instrument equipment | weight instrument |  | yes | CFIHOS-30000282 |  | no |  |  | 2019-10-01 01:48 | 2021-10-12 15:58 | 2021-10-12 15:58 | CR0005;CR0014;CR0028;CR0029;FR60 | TERMINATED
miscellaneous equipment | well | A well is a collection of (zero or more) holes drilled into the Earth for the purpose of either (1) finding or producing underground resources; or (2) providing services related to the production of underground resources. | no | CFIHOS-30000283 |  | yes |  |  | 2019-10-01 01:48 | 2021-10-12 15:58 |  | CR0005;CR0030;CR0029;FR60 | STANDARD
miscellaneous equipment | wellhead | The wellhead is assembled from, or incorporates facilities for, the upper casing and tubing hangers. This effectively provides the upper termination of the wellbore and provides a mounting position for the surface flow-control equipment or Christmas tree. | no | CFIHOS-30000284 |  | yes |  |  | 2019-10-01 01:48 | 2021-10-12 15:58 |  | CR0005;CR0030;CR0029;FR60 | STANDARD
lifting device | winch | A powerful machine with one or more drums on which to coil a rope, cable, or chain for hauling or hoisting. | no | CFIHOS-30000285 |  | yes |  |  | 2019-10-01 01:48 | 2021-10-12 15:58 |  | CR0005;CR0030;CR0029;FR60;FR74 | STANDARD
detector | anemometer | A detecting instrument for recording wind speed, and possibly wind direction. | no | CFIHOS-30000286 |  | yes |  | wind meter | 2019-10-01 01:48 | 2021-10-12 15:58 |  | CR0005;CR0014;CR0030;CR0029;FR60 | STANDARD
lifting device | wire hoist | A hoist utilizing a wire-rope for suspending load. Wire hoists are normally electrically powered, but also (hand) lever types exists. | no | CFIHOS-30000287 |  | yes |  |  | 2019-10-01 01:48 | 2021-10-12 15:58 |  | CR0005;CR0030;CR0029;FR60 | STANDARD
other mechanical equipment | wire line unit | Is a well services facility intended to handle wire lines. | no | CFIHOS-30000288 |  | yes |  |  | 2019-10-01 01:48 | 2021-10-12 15:58 |  | CR0005;CR0030;CR0029;FR60;FR74 | STANDARD
lifting device | wire sling | A sling for enclosing material to be hoisted by a tackle or crane made by wire. | no | CFIHOS-30000289 |  | yes |  |  | 2019-10-01 01:48 | 2021-10-12 15:58 |  | CR0005;CR0030;CR0029;FR60 | STANDARD
IT and telecom equipment | wireless access point | A wireless access point (WAP) is a device that allows wired communication devices to connect to a wireless network using Wi-Fi, Bluetooth or related standards. The WAP usually connects to a router, and can relay data between the wireless devices (such as computers or printers) and wired devices on the network. | no | CFIHOS-30000290 |  | yes |  |  | 2019-10-01 01:48 | 2021-10-12 15:58 |  | CR0005;CR0030;CR0029;FR60 | STANDARD
mechanical equipment class | damper | A device that damps, typically a valve or plate (as in the flue of a furnace) for regulating the draft, or a device to stop vibration, typically a shock absorber or snubber. | yes | CFIHOS-30000291 |  | no |  |  | 2019-10-01 01:48 | 2021-10-12 15:58 |  | CR0005;CR0030;CR0029;FR60 | STANDARD
instrument equipment | indicating instrument | A device which gives a visual indication of a measured value. | no | CFIHOS-30000292 |  | yes |  | indicator | 2019-10-01 01:48 | 2021-10-12 15:58 |  | CR0002;CR0005;CR0014;CR0028;CR0030;CR0029;FR60 | STANDARD
valve instrument | directional solenoid valve | A solenoid valve that operates in only one direction. | no | CFIHOS-30000293 |  | yes |  |  | 2019-10-01 01:48 | 2021-10-12 15:58 | 2021-10-12 15:58 | CR0002;CR0005;CR0011;CR0029;FR60 | TERMINATED
control valve | down hole safety valve | A valve that is intended for subsurface control/check operation. | no | CFIHOS-30000294 |  | yes | BP, Chevron & Shell Tagging Specification | subsurface safety valve | 2019-10-01 01:48 | 2021-10-12 15:58 |  | CR0002;CR0005;CR0011;CR0029;CR0030;FR60 | STANDARD
pressure relief device | relief valve | A self operating valve that is set to open at a certain pressure level to prevent the pressure in a container or system from reaching unsafe levels. | no | CFIHOS-30000295 |  | yes |  |  | 2019-10-01 01:48 | 2021-10-12 15:58 |  | CR0002;CR0005;CR0011;CR0028;CR0029;CR0030;FR60 | STANDARD
valve instrument | valve extension stem | A valve stem that is an extension rod to be hooked on top of another valve stem. | no | CFIHOS-30000296 |  | yes |  |  | 2019-10-01 01:48 | 2021-10-12 15:58 | 2021-10-12 15:58 | CR0002;CR0029;FR60 | TERMINATED
infrastructure | basin | A container intended to store liquid or solid material partly or totally below grade and that is typically open. | no | CFIHOS-30000297 |  | yes |  |  | 2019-10-01 01:48 | 2021-10-12 15:58 |  | CR0005;CR0030;CR0029;FR60 | STANDARD
lifting device | basket | A container that has a characteristic shape and that is made of material with an open structure. | no | CFIHOS-30000298 |  | yes |  |  | 2019-10-01 01:48 | 2021-10-12 15:58 |  | CR0005;CR0030;CR0029;FR60 | STANDARD
other mechanical equipment | cap | A physical object that is a hood or covering for the top or end of something. | no | CFIHOS-30000299 |  | yes |  |  | 2019-10-01 01:48 | 2021-10-12 15:58 |  | CR0005;CR0030;CR0029;FR60 | STANDARD
enclosure | chamber | A physical object that is an enclosed space. | no | CFIHOS-30000300 |  | yes |  |  | 2019-10-01 01:48 | 2021-10-12 15:58 |  | CR0005;CR0030;CR0029;FR60 | STANDARD
other mechanical equipment | door | A physical object that is an opening in a barrier and a removable physical object that can block the opening. | no | CFIHOS-30000301 |  | yes |  |  | 2019-10-01 01:48 | 2021-10-12 15:58 |  | CR0005;CR0028;CR0030;CR0029;FR60 | STANDARD
tank and vessel | drain | A physical object that allows liquid to leave a container under gravity | no | CFIHOS-30000302 |  | yes |  |  | 2019-10-01 01:48 | 2021-10-12 15:58 | 2021-10-12 15:58 | CR0005;CR0013;CR0029;FR60 | TERMINATED
equipment class | enclosure | A physical object that separates enclosed physical objects from those outside. | yes | CFIHOS-30000303 |  | no |  |  | 2019-10-01 01:48 | 2021-10-12 15:58 |  | CR0005;CR0030;CR0029;FR60 | STANDARD
piping and pipeline equipment | flange | A physical object that is a projecting flat rim, plate, collar or rib. | no | CFIHOS-30000304 |  | yes |  |  | 2019-10-01 01:48 | 2021-10-12 15:58 |  | CR0005;CR0030;CR0029;FR60 | STANDARD
other mechanical equipment | frame | A physical object that is an open structure of beams or bars. | no | CFIHOS-30000305 |  | yes |  |  | 2019-10-01 01:48 | 2021-10-12 15:58 |  | CR0005;CR0030;CR0029;FR60 | STANDARD
other mechanical equipment | gasket | A seal that is one or more closed loops of deformable material used between mating surfaces which have only very limited movement relative to each other. | no | CFIHOS-30000306 |  | yes |  |  | 2019-10-01 01:48 | 2021-10-12 15:58 |  | CR0005;CR0030;CR0029;FR60 | STANDARD
other mechanical equipment | housing | An enclosure that also provides support. | no | CFIHOS-30000307 |  | no |  |  | 2019-10-01 01:48 | 2021-10-12 15:58 |  | CR0005;CR0030;CR0029;FR60 | STANDARD
piping and pipeline equipment | manifold | A physical object that contains a chamber with several openings. | no | CFIHOS-30000308 |  | yes |  |  | 2019-10-01 01:48 | 2021-10-12 15:58 |  | CR0005;CR0030;CR0029;FR60 | STANDARD
piping and pipeline equipment | seal | A physical object intended to reduce or prevent the passage of fluid through an opening. | no | CFIHOS-30000309 |  | yes |  |  | 2019-10-01 01:48 | 2021-10-12 15:58 |  | CR0005;CR0030;CR0029;FR60 | STANDARD
equipment class | electrical equipment class | An equipment class that contains classes of artefacts which is electrical equipment. | yes | CFIHOS-30000310 |  | no |  | electrical equipment | 2019-10-01 01:48 | 2021-10-12 15:58 |  | CR0005;CR0012;CR0030;CR0029;FR60 | STANDARD
| equipment class | An artefact class that contains classes of artefacts or physical resources required for a purpose. | yes | CFIHOS-30000311 |  | no | Top node in class hierarchy |  | 2019-10-01 01:48 | 2021-10-12 15:58 |  | CR0005;CR0030;CR0029;FR60 | STANDARD
mechanical equipment class | fired heat transfer equipment class | An equipment class that contains heat transfer equipment items with a purpose related to combustion. | yes | CFIHOS-30000312 |  | no |  |  | 2019-10-01 01:48 | 2021-10-12 15:58 |  | CR0005;CR0030;CR0029;FR60 | STANDARD
equipment class | health, safety and environment equipment class | An equipment class that contains classes of artefacts intended to be used to provide health and safety and to prevent environmental hazards. | yes | CFIHOS-30000313 |  | no |  |  | 2019-10-01 01:48 | 2021-10-12 15:58 |  | CR0005;CR0030;CR0029;FR60 | STANDARD
equipment class | mechanical equipment class | An equipment class that contains classes that normally are the responsibility of a department for mechanical engineering. | yes | CFIHOS-30000314 |  | no |  |  | 2019-10-01 01:48 | 2021-10-12 15:58 |  | CR0005;CR0030;CR0029;FR60 | STANDARD
vessel | accumulator | A physical object for storing energy, and which after discharge may be recharged. | no | CFIHOS-30000315 |  | yes |  |  | 2019-10-01 01:48 | 2021-10-12 15:58 |  | CR0005;CR0013;CR0030;CR0029;FR60 | STANDARD
electrical equipment class | amplifier | A physical object for increasing the power of a signal. | no | CFIHOS-30000316 |  | yes |  |  | 2019-10-01 01:48 | 2021-10-12 15:58 |  | CR0005;CR0030;CR0029;FR60 | STANDARD
other mechanical equipment | anode | A physical object that is capable of emitting positive charge carriers to and/or receiving negative charge carriers from the medium of lower conductivity. | no | CFIHOS-30000317 |  | yes |  |  | 2019-10-01 01:48 | 2021-10-12 15:58 |  | CR0005;CR0030;CR0029;FR60 | STANDARD
electrical equipment class | battery back-up power supply unit | A direct current power supply unit intended to supply stabilised DC electric power according to specified levels and tolerances. | no | CFIHOS-30000318 |  | yes |  |  | 2019-10-01 01:48 | 2021-10-12 15:58 |  | CR0005;CR0030;CR0029;FR60 | STANDARD
electrical equipment class | battery charger | A direct current power supply unit for charging batteries. | no | CFIHOS-30000319 |  | yes |  |  | 2019-10-01 01:48 | 2021-10-12 15:58 |  | CR0005;CR0030;CR0029;FR60 | STANDARD
electrical equipment class | busbar | An electrical conductor that is of low-impedance, to which several electric circuits can be connected at separate points. | no | CFIHOS-30000320 |  | yes |  | bus bar | 2019-10-01 01:48 | 2021-10-12 15:58 |  | CR0005;CR0012;CR0030;CR0029;FR60;FR74 | STANDARD
other mechanical equipment | cable reel | A physical object that is a reel on to which cable is wound during manufacture, for storage, transportation and installation. | no | CFIHOS-30000321 |  | no |  |  | 2019-10-01 01:48 | 2021-10-12 15:58 |  | CR0005;CR0030;CR0029;FR60 | STANDARD
electrical equipment class | capacitor bank | A physical object that is a number of capacitor units connected so as to act together. | no | CFIHOS-30000322 |  | yes |  |  | 2019-10-01 01:48 | 2021-10-12 15:58 |  | CR0005;CR0012;CR0029;CR0030;FR60 | STANDARD
electrical equipment class | circuit-breaker | A mechanical switching device that at regular intervals interrupts an electric current. | no | CFIHOS-30000323 |  | yes |  |  | 2019-10-01 01:48 | 2021-10-12 15:58 |  | CR0005;CR0012;CR0029;CR0030;FR60 | STANDARD
IT and telecom equipment | clock | A timepiece for the measurement of time. | no | CFIHOS-30000324 |  | yes |  |  | 2019-10-01 01:48 | 2021-10-12 15:58 |  | CR0005;CR0014;CR0028;CR0030;CR0029;FR60 | STANDARD
transmitter | conductivity transmitter | A transmitter that is intended to measure and transmit conductivity. | no | CFIHOS-30000325 |  | yes |  |  | 2019-10-01 01:48 | 2021-10-12 15:58 |  | CR0002;CR0005;CR0014;CR0030;CR0029;FR60 | STANDARD
electrical equipment class | contactor | A mechanical switching device having only one position of rest, operated otherwise than by hand, capable of making, carrying and breaking currents under normal circuit conditions including operating overload conditions. | no | CFIHOS-30000326 |  | yes |  |  | 2019-10-01 01:48 | 2021-10-12 15:58 |  | CR0005;CR0030;CR0029;FR60 | STANDARD
electrical equipment class | control panel | An instrument panel containing a set of indicating devices and control units required for operation of a system or part of it. | no | CFIHOS-30000327 |  | yes |  | electrical panel | 2019-10-01 01:48 | 2021-10-12 15:58 |  | CR0005;CR0012;CR0030;CR0029;FR60 | STANDARD
transmitter | current transmitter | A transmitter that transmits an analogue electrical current. | no | CFIHOS-30000329 |  | yes |  |  | 2019-10-01 01:48 | 2021-10-12 15:58 |  | CR0002;CR0005;CR0014;CR0030;CR0029;FR60 | STANDARD
switchgear and controlgear | distribution board | A switchgear and controlgear that is an insulated panel carrying terminals, fuses, etc, for controlling a number of subsidiary electrical circuits. | no | CFIHOS-30000330 |  | yes |  |  | 2019-10-01 01:48 | 2021-10-12 15:58 |  | CR0005;CR0012;CR0030;CR0029;FR60 | STANDARD
electrical equipment class | earth busbar | An electrical conductor that is a busbar used for earthing. | no | CFIHOS-30000331 |  | no |  | grounding busbar; earthing bar | 2019-10-01 01:48 | 2021-10-12 15:58 |  | CR0005;CR0012;CR0030;CR0029;FR60 | STANDARD
electrical equipment class | earth electrode | An electrode, which is the conductive part, that can be embedded in a specific conductive medium, e.g. concrete or coke, in electric contact with the Earth. | no | CFIHOS-30000332 |  | yes |  | grounding electrode | 2019-10-01 01:48 | 2021-10-12 15:58 |  | CR0005;CR0012;CR0030;CR0029;FR60 | STANDARD
detector | earth leakage detector | A detector intended to detect a leakage current to earth. | no | CFIHOS-30000333 |  | yes |  |  | 2019-10-01 01:48 | 2021-10-12 15:58 |  | CR0002;CR0005;CR0014;CR0030;CR0029;FR60 | STANDARD
electrical equipment class | earth plate | An electrode that is an earth electrode consisting of a metal plate buried in the ground. | no | CFIHOS-30000334 |  | no |  | grounding plate | 2019-10-01 01:48 | 2021-10-12 15:58 |  | CR0005;CR0012;CR0030;CR0029;FR60 | STANDARD
electrical equipment class | earthing boss | An electrical conductor that is used to connect the earthing system to structure. | no | CFIHOS-30000335 |  | no |  | grounding boss | 2019-10-01 01:48 | 2021-10-12 15:58 |  | CR0005;CR0012;CR0030;CR0029;FR60 | STANDARD
actuator | electric actuator | An actuator that produces a specified movement when excited by an electric signal. | no | CFIHOS-30000336 |  | yes |  |  | 2019-10-01 01:48 | 2021-10-12 15:58 |  | CR0002;CR0005;CR0011;CR0029;CR0030;FR60 | STANDARD
electrical equipment class | electric battery | An electric accumulator that comprises one or more cells fitted with devices necessary for use, for example case, terminals, marking and protective devices. | no | CFIHOS-30000337 |  | yes |  | battery | 2019-10-01 01:48 | 2021-10-12 15:58 |  | CR0005;CR0012;CR0030;CR0029;FR60 | STANDARD
electrical equipment class | electric generator | An energy transducer that transforms non-electric energy into electric energy. | no | CFIHOS-30000338 |  | yes |  | generator | 2019-10-01 01:48 | 2021-10-12 15:58 |  | CR0005;CR0009;CR0028;CR0029;CR0030;FR60 | STANDARD
electrical equipment class | electric heater | A heater in which electric energy is converted into heat for useful purposes. | no | CFIHOS-30000339 |  | yes |  |  | 2019-10-01 01:48 | 2021-10-12 15:58 |  | CR0005;CR0030;CR0029;FR60 | STANDARD
motor | electric motor | An electric machine for transforming electric energy into mechanical energy. | no | CFIHOS-30000340 |  | yes |  |  | 2019-10-01 01:48 | 2021-10-12 15:58 |  | CR0005;CR0009;CR0028;CR0029;CR0030;FR60 | STANDARD
electrical equipment class | electric plug | An electrical connector designed to be inserted into a suitable socket to establish an electrical connection | no | CFIHOS-30000341 |  | no |  |  | 2019-10-01 01:48 | 2021-10-12 15:58 | 2021-10-12 15:58 | CR0005;CR0012;CR0029;FR60 | TERMINATED
electrical equipment class | electrical heating element | An electrical conductor in which heat is produced by the passage of an electric current through a resistance. | no | CFIHOS-30000342 |  | yes |  | anti-condensation heater | 2019-10-01 01:48 | 2021-10-12 15:58 | 2021-10-12 15:58 | CR0005;CR0012;CR0028;CR0029;FR60 | TERMINATED
electrical equipment class | electrical motor starter | A starter in which the force for closing the main contacts is provided exclusively by electrical energy. | no | CFIHOS-30000343 |  | yes |  |  | 2019-10-01 01:48 | 2021-10-12 15:58 |  | CR0005;CR0030;CR0029;FR60 | STANDARD
electrical equipment class | electrical socket | An electrical connector in which the terminals of an electricity supply are inside holes made to receive the pins of a plug. | no | CFIHOS-30000344 |  | yes |  | electric socket outlet | 2019-10-01 01:48 | 2021-10-12 15:58 |  | CR0005;CR0012;CR0030;CR0029;FR60 | STANDARD
electrical equipment class | electronic frequency converter | An electronic ac converter for changing the frequency. | no | CFIHOS-30000345 |  | yes |  |  | 2019-10-01 01:48 | 2021-10-12 15:58 |  | CR0005;CR0030;CR0029;FR60 | STANDARD
electrical equipment class | electronic power inverter | An electronic converter that changes direct electric current to single-phase or polyphase alternating currents. | no | CFIHOS-30000346 |  | yes |  | power inverter | 2019-10-01 01:48 | 2021-10-12 15:58 |  | CR0005;CR0012;CR0030;CR0029;FR60 | STANDARD
electrical equipment class | floodlight | A projector providing a beam of intense illumination. | no | CFIHOS-30000347 |  | yes |  |  | 2019-10-01 01:48 | 2021-10-12 15:58 |  | CR0005;CR0030;CR0029;FR60 | STANDARD
electrical equipment class | fuse | A physical object that by the fusing of one or more of its specially designed and proportioned components, opens the circuit in which it is inserted by breaking the current when this exceeds a given value for a sufficient time. | no | CFIHOS-30000348 |  | yes |  |  | 2019-10-01 01:48 | 2021-10-12 15:58 |  | CR0005;CR0030;CR0029;FR60 | STANDARD
electrical equipment class | heating cable | An electric cable, that is also an electric heater, with or without a shield or a metallic sheath, intended to give off heat for heating purposes. | no | CFIHOS-30000349 |  | no |  | electric cable; heat tracing | 2019-10-01 01:48 | 2021-10-12 15:58 |  | CR0005;CR0012;CR0030;CR0029;FR60 | STANDARD
electrical equipment class | high-pass filter | An electrical filter having a single pass-band extending from a specified cut-off frequency upwards. | no | CFIHOS-30000350 |  | yes |  |  | 2019-10-01 01:48 | 2021-10-12 15:58 |  | CR0005;CR0030;CR0029;FR60 | STANDARD
health, safety and environment equipment class | interlocking device | A physical object that makes the operation of a piece of equipment dependent upon the condition, position or operation of one or more other pieces of equipment. | no | CFIHOS-30000351 |  | yes |  |  | 2019-10-01 01:48 | 2021-10-12 15:58 |  | CR0005;CR0012;CR0030;CR0029;FR60 | STANDARD
other mechanical equipment | isolator | A physical object that isolates. | no | CFIHOS-30000352 |  | yes |  |  | 2019-10-01 01:48 | 2021-10-12 15:58 |  | CR0005;CR0030;CR0029;FR60 | STANDARD
enclosure | junction box | A physical object that is a closed, rigid box or casing used to enclose and protect the junctions of electric wires or cables. | no | CFIHOS-30000353 |  | yes |  |  | 2019-10-01 01:48 | 2021-10-12 15:58 |  | CR0005;CR0030;CR0029;FR60 | STANDARD
general instrument | lamp | A physical object intended to produce an optical radiation, usually visible. | no | CFIHOS-30000354 |  | yes |  |  | 2019-10-01 01:48 | 2021-10-12 15:58 |  | CR0005;CR0030;CR0029;FR60 | STANDARD
electrical equipment class | lantern lamp | A lamp specially made for warning and information in the sea and air traffic. | no | CFIHOS-30000355 |  | yes |  |  | 2019-10-01 01:48 | 2021-10-12 15:58 | 2021-10-12 15:58 | CR0005;CR0012;CR0029;FR60 | TERMINATED
electrical equipment class | low-pass filter | An electrical filter having a single pass-band extending from zero frequency to a specified cut-off frequency. | no | CFIHOS-30000356 |  | yes |  |  | 2019-10-01 01:48 | 2021-10-12 15:58 |  | CR0005;CR0030;CR0029;FR60 | STANDARD
electrical equipment class | luminaire | A physical object that is an electric light and its fittings. | no | CFIHOS-30000357 |  | yes |  | light fitting; lighting | 2019-10-01 01:48 | 2021-10-12 15:58 |  | CR0005;CR0012;CR0030;CR0029;FR60 | STANDARD
electrical equipment class | magnet | A physical object intended to have an external magnetic field. | no | CFIHOS-30000358 |  | yes |  |  | 2019-10-01 01:48 | 2021-10-12 15:58 | 2021-10-12 15:58 | CR0005;CR0012;CR0029;FR60 | TERMINATED
general instrument | mechanical switching device | A switching device designed to close and open one or more electric circuits by means of separable contacts. | no | CFIHOS-30000359 |  | yes |  |  | 2019-10-01 01:48 | 2021-10-12 15:58 | 2021-10-12 15:58 | CR0002;CR0029;FR60 | TERMINATED
electrical equipment class | power cable | An electric cable intended for transmission of electric power. | no | CFIHOS-30000360 |  | no |  | electric cable | 2019-10-01 01:48 | 2021-10-12 15:58 |  | CR0005;CR0012;CR0030;CR0029;FR60 | STANDARD
electrical equipment class | power supply unit | A physical object intended to supply electric power according to specified levels and tolerances. | no | CFIHOS-30000361 |  | yes |  |  | 2019-10-01 01:48 | 2021-10-12 15:58 |  | CR0005;CR0012;CR0030;CR0029;FR60 | STANDARD
electrical equipment class | transformer | A transformer that, by electromagnetic induction, transforms a system of alternating voltage and current into another system of voltage and current usually of different values and at the same frequency for the purpose of transmitting electrical power. | no | CFIHOS-30000362 |  | yes |  |  | 2019-10-01 01:48 | 2021-10-12 15:58 |  | CR0005;CR0012;CR0029;CR0030;FR60;FR69 | STANDARD
electrical equipment class | rectifier | An electric converter for converting an alternating current into a direct current. | no | CFIHOS-30000363 |  | yes |  | power rectifier; alternator | 2019-10-01 01:48 | 2021-10-12 15:58 |  | CR0005;CR0012;CR0030;CR0029;FR60 | STANDARD
electrical equipment class | relay | A physical object that can be any electrical device, usually incorporating an electromagnet, whereby a current or signal in one circuit can open or close another circuit. | no | CFIHOS-30000364 |  | yes |  |  | 2019-10-01 01:48 | 2021-10-12 15:58 |  | CR0005;CR0030;CR0029;FR60 | STANDARD
electrical equipment class | signal cable | An electric cable intended for transmission of electric signals. | no | CFIHOS-30000365 |  | no |  | cable | 2019-10-01 01:48 | 2021-10-12 15:58 |  | CR0005;CR0012;CR0030;CR0029;FR60 | STANDARD
electrical equipment class | signal lamp | A lamp that is a means of illuminating a signal aspect, such as an electric, an oil, or a gas fuelled lamp | no | CFIHOS-30000366 |  | yes |  |  | 2019-10-01 01:48 | 2021-10-12 15:58 | 2021-10-12 15:58 | CR0005;CR0012;CR0029;FR60 | TERMINATED
electrical equipment class | solar power station | A power station producing electrical energy from solar radiation directly by photovoltaic effect, or indirectly by thermal transformation. | no | CFIHOS-30000367 |  | yes |  |  | 2019-10-01 01:48 | 2021-10-12 15:58 | 2021-10-12 15:58 | CR0005;CR0012;CR0029;FR60 | TERMINATED
electrical equipment class | solenoid | An electromagnetic coil, which is a cylindrical coil, the length of which is much greater than its transverse dimensions and which is used to produce a magnetic field. | no | CFIHOS-30000368 |  | yes |  |  | 2019-10-01 01:48 | 2021-10-12 15:58 |  | CR0005;CR0030;CR0029;FR60 | STANDARD
switchgear and controlgear | switchboard | A switchgear and controlgear bearing a set of switches for connecting and disconnecting the various circuits of an electrical system, as of a telegraph, telephone, etc. | no | CFIHOS-30000369 |  | yes |  |  | 2019-10-01 01:48 | 2021-10-12 15:58 |  | CR0005;CR0012;CR0029;CR0030;FR60 | STANDARD
electrical equipment class | switchgear and controlgear | A physical object that is a general term covering switching devices and their combination with associated control, measuring, protective and regulating equipment, also assemblies of such devices and equipment with associated interconnections, accessories, enclosures and supporting structures. | no | CFIHOS-30000370 |  | yes |  |  | 2019-10-01 01:48 | 2021-10-12 15:58 |  | CR0005;CR0012;CR0029;CR0030;FR60 | STANDARD
IT and telecom equipment | telephone | A physical object that converts sound signals into corresponding variations of electric current (or potential), which is transmitted by wire or radio to a distant point where it is reconverted into sound. | no | CFIHOS-30000371 |  | yes |  |  | 2019-10-01 01:48 | 2021-10-12 15:58 |  | CR0005;CR0030;CR0029;FR60 | STANDARD
detector | temperature detector | A detector intended to detect temperature. | no | CFIHOS-30000372 |  | yes |  |  | 2019-10-01 01:48 | 2021-10-12 15:58 |  | CR0002;CR0005;CR0014;CR0030;CR0029;FR60 | STANDARD
electrical equipment class | thermostatic switch | A pilot switch whose function is controlled by variations of temperature and whose contacts make or break automatically a load circuit when the temperature of the ambient space in which its sensing element placed or the temperature of the surface on which it is fixed reaches a predetermined value. | no | CFIHOS-30000373 |  | yes |  | thermostat; heat trace thermostat; local controller | 2019-10-01 01:48 | 2021-10-12 15:58 |  | CR0005;CR0012;CR0030;CR0029;FR60 | STANDARD
electrical equipment class | thyristor | A semiconductor device that is a three-terminal semiconductor rectifier made up of four layers, p-n-p-n, so that when the fourth is positive with respect to the first, a voltage pulse applied to the third layer initiates a flow of current through the device which continues as long as it is greater than some minimum value. | no | CFIHOS-30000374 |  | yes |  |  | 2019-10-01 01:48 | 2021-10-12 15:58 |  | CR0005;CR0030;CR0029;FR60 | STANDARD
electrical equipment class | trip amplifier | A pilot switch intended to create a switch action at a pre-set value. | no | CFIHOS-30000375 |  | no |  |  | 2019-10-01 01:48 | 2021-10-12 15:58 |  | CR0005;CR0030;CR0029;FR60 | STANDARD
electrical equipment class | ups unit | An ac power supply unit that maintains a continuous supply of electric power to the equipment it protects. | no | CFIHOS-30000376 |  | yes |  | uninterruptible power supply | 2019-10-01 01:48 | 2021-10-12 15:58 |  | CR0005;CR0012;CR0030;CR0029;FR60 | STANDARD
electrical equipment class | variable speed drive unit | A physical object that consists of an electric motor and controller that is used to adjust the motor's operating speed. | no | CFIHOS-30000377 |  | yes |  | variable frequency drive | 2019-10-01 01:48 | 2021-10-12 15:58 |  | CR0005;CR0012;CR0030;CR0029;FR60 | STANDARD
transmitter | vibration transmitter | A transmitter of which the output is proportional to a measured vibration. | no | CFIHOS-30000378 |  | yes |  |  | 2019-10-01 01:48 | 2021-10-12 15:58 |  | CR0002;CR0005;CR0014;CR0030;CR0029;FR60 | STANDARD
transmitter | weight transmitter | A transmitter for weighing large quantities of material, and of which the output is proportional to the measured weight. . | no | CFIHOS-30000380 |  | yes |  |  | 2019-10-01 01:48 | 2021-10-12 15:58 |  | CR0002;CR0005;CR0014;CR0030;CR0029;FR60 | STANDARD
tool | welding set | A physical object for arc welding, either ac or dc, comprising a supply unit and a regulator. | no | CFIHOS-30000381 |  | yes |  |  | 2019-10-01 01:48 | 2021-10-12 15:58 |  | CR0005;CR0030;CR0029;FR60 | STANDARD
electrical equipment class | air conditioner | A physical object that is intended to bring air to a specified quality. | no | CFIHOS-30000382 |  | yes |  | air conditioning unit; hvac | 2019-10-01 01:48 | 2021-10-12 15:58 |  | CR0005;CR0012;CR0030;CR0029;FR60 | STANDARD
heat exchanger | air cooled heat exchanger | A cooler that is intended to use air as the cooling medium. | no | CFIHOS-30000383 |  | yes | Required by owner-operators |  | 2019-10-01 01:48 | 2021-10-12 15:58 |  | CR0005;CR0013;CR0028;CR0029;CR0030;FR60 | STANDARD
heat exchanger | boiler | An indirect contact heat exchanger that is intended to heat a liquid. | no | CFIHOS-30000384 |  | yes |  |  | 2019-10-01 01:48 | 2021-10-12 15:58 |  | CR0005;CR0030;CR0029;FR60 | STANDARD
heat exchanger | condenser | A cooler that is intended to change a vapour to liquid. | no | CFIHOS-30000385 |  | yes |  |  | 2019-10-01 01:48 | 2021-10-12 15:58 |  | CR0005;CR0030;CR0029;FR60 | STANDARD
heat exchanger | cooler | A heat exchanger that is intended to cool a physical object. | no | CFIHOS-30000386 |  | yes |  |  | 2019-10-01 01:48 | 2021-10-12 15:58 |  | CR0005;CR0030;CR0029;FR60 | STANDARD
heat exchanger | cooling tower | A cooler and an air cooled heat exchanger that is a tall structure through which air circulates by convection. | no | CFIHOS-30000387 |  | yes |  |  | 2019-10-01 01:48 | 2021-10-12 15:58 |  | CR0005;CR0030;CR0029;FR60 | STANDARD
other mechanical equipment | drier | A drier is a physical object that is intended to remove absorbed or adsorbed liquid or water vapour below saturation state. | no | CFIHOS-30000388 |  | yes |  |  | 2019-10-01 01:48 | 2021-10-12 15:58 |  | CR0005;CR0030;CR0029;FR60 | STANDARD
fired heat transfer equipment class | flare tip | A burner that burns gas emitted from a process into the atmosphere. | no | CFIHOS-30000389 |  | yes |  |  | 2019-10-01 01:48 | 2021-10-12 15:58 |  | CR0005;CR0030;CR0029;FR60 | STANDARD
mechanical equipment class | heat exchanger | A physical object that is intended to transfer heat from one object to another. | yes | CFIHOS-30000390 |  | no |  |  | 2019-10-01 01:48 | 2021-10-12 15:58 |  | CR0005;CR0013;CR0028;CR0030;CR0029;FR60 | STANDARD
fired heat transfer equipment class | incinerator | A furnace that is intended for the combustion of waste material. | no | CFIHOS-30000391 |  | yes |  |  | 2019-10-01 01:48 | 2021-10-12 15:58 |  | CR0005;CR0030;CR0029;FR60 | STANDARD
heat exchanger | reboiler | A boiler that is intended to partially vaporise liquid. | no | CFIHOS-30000393 |  | yes |  |  | 2019-10-01 01:48 | 2021-10-12 15:58 | 2021-10-12 15:58 | CR0005;CR0013;CR0029;FR60 | TERMINATED
pressure transmitter | absolute pressure transmitter | A pressure transmitter where pressure is applied to one side of the sensor while the other side has a vacuum chamber. | no | CFIHOS-30000395 |  | yes |  |  | 2019-10-01 01:48 | 2021-10-12 15:58 |  | CR0002;CR0005;CR0014;CR0029;CR0030;FR60 | STANDARD
IT and telecom equipment | antenna | An electromagnetic transducer that is a physical object made of conducting material which is capable of radiating or receiving electromagnetic waves. | no | CFIHOS-30000397 |  | yes |  |  | 2019-10-01 01:48 | 2021-10-12 15:58 |  | CR0005;CR0030;CR0029;FR60 | STANDARD
detecting element | axial displacement element | A detecting element that is intended to detect axial displacement. | no | CFIHOS-30000398 |  | yes |  | axial displacement probe | 2019-10-01 01:48 | 2021-10-12 15:58 |  | CR0002;CR0005;CR0014;CR0028;CR0030;CR0029;FR60 | STANDARD
other mechanical equipment | bell | A physical object that is a hollow body with a flared mouth made of cast metal. Formed to emit a clear musical sound by the sonorous vibration of its entire circumference when struck by a clapper, hammer or other appliance. | no | CFIHOS-30000399 |  | yes |  |  | 2019-10-01 01:48 | 2021-10-12 15:58 |  | CR0005;CR0030;CR0029;FR60 | STANDARD
detecting element | capacitance probe | A detecting element that is intended to detect changes in the dielectric constant. | no | CFIHOS-30000400 |  | yes |  |  | 2019-10-01 01:48 | 2021-10-12 15:58 |  | CR0002;CR0005;CR0014;CR0029;CR0030;FR60 | STANDARD
analysing instrument | cloud point analyser | An analysing instrument that is intended to determine the cloud point of a fluid. | no | CFIHOS-30000401 |  | yes |  |  | 2019-10-01 01:48 | 2021-10-12 15:58 |  | CR0002;CR0005;CR0029;CR0030;FR60 | STANDARD
IT and telecom equipment | computer | A physical object that can store data and program(s) that operates on the data. A general purpose computer can be programmed to solve any reasonable problem expressed in logical and arithmetical terms. | no | CFIHOS-30000402 |  | yes |  |  | 2019-10-01 01:48 | 2021-10-12 15:58 |  | CR0005;CR0030;CR0029;FR60 | STANDARD
detecting element | conductivity cell | A detecting element or probe that is used with a conductivity meter to measure the conductivity of a liquid. | no | CFIHOS-30000403 |  | yes |  |  | 2019-10-01 01:48 | 2021-10-12 15:58 |  | CR0005;CR0014;CR0028;CR0030;CR0029;FR60 | STANDARD
level transmitter | conductivity level transmitter | A transmitter that is producing a standardized output signal dependent of a received input signal from a conductivity meter. | no | CFIHOS-30000404 |  | yes |  |  | 2019-10-01 01:48 | 2021-10-12 15:58 |  | CR0002;CR0005;CR0014;CR0029;CR0030;FR60 | STANDARD
electrical equipment class | control box | A terminal box that is used as accommodation for control function circuits. | no | CFIHOS-30000405 |  | yes |  |  | 2019-10-01 01:48 | 2021-10-12 15:58 |  | CR0005;CR0012;CR0030;CR0029;FR60;FR74 | STANDARD
flow meter | coriolis mass flow meter | A mass flow meter that uses the Coriolis principle to measure a mass flow rate through the meter. | no | CFIHOS-30000406 |  | yes |  |  | 2019-10-01 01:48 | 2021-10-12 15:58 |  | CR0002;CR0005;CR0014;CR0029;CR0030;FR60 | STANDARD
detector | corrosion meter | A detecting instrument intended to measure, indicate and/or produce a signal which represents the rate or degree of corrosion. | no | CFIHOS-30000407 |  | yes |  |  | 2019-10-01 01:48 | 2021-10-12 15:58 |  | CR0005;CR0014;CR0030;CR0029;FR60 | STANDARD
detecting element | corrosion element | A detecting element that is a piece of suitable metal meant to corrode and give an indication of the corrosion rate. | no | CFIHOS-30000408 |  | yes |  | corrosion probe | 2019-10-01 01:48 | 2021-10-12 15:58 |  | CR0002;CR0005;CR0014;CR0028;CR0029;CR0030;FR60 | STANDARD
detector | counter | A detecting instrument that counts, especially an electronic or mechanical device that automatically counts occurrences or repetitions of phenomena or events. | no | CFIHOS-30000409 |  | yes |  |  | 2019-10-01 01:48 | 2021-10-12 15:58 |  | CR0005;CR0012;CR0014;CR0030;CR0029;FR60 | STANDARD
signal converter | current to current converter | A signal converter that is intended to convert one current signal to another current signal. | no | CFIHOS-30000410 |  | yes |  |  | 2019-10-01 01:48 | 2021-10-12 15:58 |  | CR0002;CR0005;CR0014;CR0029;CR0030;FR60 | STANDARD
signal converter | current to pressure converter | A signal converter that is intended to convert an analogue signal (4 - 20 mA) to a proportional linear pneumatic output signal. | no | CFIHOS-30000411 |  | yes |  |  | 2019-10-01 01:48 | 2021-10-12 15:58 |  | CR0002;CR0005;CR0014;CR0029;CR0030;FR60 | STANDARD
signal converter | current to voltage converter | A signal converter that is intended to convert a current input signal to a proportional voltage output signal. | no | CFIHOS-30000412 |  | yes |  |  | 2019-10-01 01:48 | 2021-10-12 15:58 |  | CR0002;CR0005;CR0014;CR0029;CR0030;FR60 | STANDARD
analysing instrument | density analyser | An analysing instrument intended to determine the density of a substance. | no | CFIHOS-30000413 |  | yes |  |  | 2019-10-01 01:48 | 2021-10-12 15:58 |  | CR0002;CR0005;CR0029;CR0030;FR60 | STANDARD
analysing instrument | dew point analyser | An analysing instrument intended to determine the dew point of a substance. | no | CFIHOS-30000414 |  | yes |  |  | 2019-10-01 01:48 | 2021-10-12 15:58 |  | CR0002;CR0005;CR0029;CR0030;FR60 | STANDARD
gauge | differential pressure gauge | A gauge that is intended for measuring and indicating pressure differences. | no | CFIHOS-30000415 |  | yes |  |  | 2019-10-01 01:48 | 2021-10-12 15:58 |  | CR0002;CR0005;CR0014;CR0030;CR0029;FR60 | STANDARD
level transmitter | differential pressure level transmitter | A level transmitter that is measuring liquid level by sensing pressure difference between two points, e.g. the hydrostatic pressure at the bottom of a tank to the atmosphere pressure. | no | CFIHOS-30000416 |  | yes |  |  | 2019-10-01 01:48 | 2021-10-12 15:58 |  | CR0002;CR0005;CR0014;CR0029;CR0030;FR60 | STANDARD
control switch | differential pressure switch | A pilot switch intended to switch or give an on/off signal when the measured differential pressure has reached a pre-set value. | no | CFIHOS-30000417 |  | yes |  |  | 2019-10-01 01:48 | 2021-10-12 15:58 |  | CR0002;CR0005;CR0014;CR0030;CR0029;FR60 | STANDARD
transmitter | differential pressure transmitter | A pressure transmitter that is producing a standardized output signal dependent of a received pressure difference signal. | no | CFIHOS-30000418 |  | yes |  |  | 2019-10-01 01:48 | 2021-10-12 15:58 |  | CR0002;CR0005;CR0014;CR0030;CR0029;FR60 | STANDARD
other mechanical equipment | coupling | Connecting with a coupling or coupler. | no | CFIHOS-30000419 |  | yes |  |  | 2019-10-01 01:48 | 2021-10-12 15:58 |  | CR0005;CR0030;CR0029;FR60 | STANDARD
flow transmitter | electromagnetic flow transmitter | A flow transmitter that is specially designed to convert the signals from an electromagnetic flow meter into a standardized electrical output signal. | no | CFIHOS-30000420 |  | yes |  | magnetic flow transmitter | 2019-10-01 01:48 | 2021-10-12 15:58 |  | CR0002;CR0005;CR0014;CR0029;CR0030;FR60 | STANDARD
controller | electronic controller | A controller that uses in-built algorithms executed by electronic circuitry to perform its function. | no | CFIHOS-30000421 |  | yes |  |  | 2019-10-01 01:48 | 2021-10-12 15:58 |  | CR0002;CR0005;CR0028;CR0029;CR0030;FR60 | STANDARD
flow instrument | electronic flow controller | An electronic controller that is intended to regulate flow direction and velocity. | no | CFIHOS-30000422 |  | yes |  |  | 2019-10-01 01:48 | 2021-10-12 15:58 | 2021-10-12 15:58 | CR0002;CR0029;FR60 | TERMINATED
pressure instrument | electronic pressure controller | An electronic controller that is intended to regulate the pressure in as system. | no | CFIHOS-30000423 |  | yes |  |  | 2019-10-01 01:48 | 2021-10-12 15:58 | 2021-10-12 15:58 | CR0002;CR0029;FR60 | TERMINATED
temperature instrument | electronic temperature controller | An electronic controller that is intended to control the temperature in as system. | no | CFIHOS-30000424 |  | yes |  |  | 2019-10-01 01:48 | 2021-10-12 15:58 | 2021-10-12 15:58 | CR0002;CR0029;FR60 | TERMINATED
detector | flame detector | A detector that is intended to sense a flame. | no | CFIHOS-30000425 |  | yes |  |  | 2019-10-01 01:48 | 2021-10-12 15:58 |  | CR0002;CR0005;CR0014;CR0030;CR0029;FR60 | STANDARD
analysing instrument | flash point analyser | An analysing instrument intended to determine the flash point of a substance. | no | CFIHOS-30000426 |  | yes |  |  | 2019-10-01 01:48 | 2021-10-12 15:58 |  | CR0002;CR0005;CR0029;CR0030;FR60 | STANDARD
gauge | flow gauge | A gauge intended to indicate a liquid or gas flow. | no | CFIHOS-30000428 |  | yes |  |  | 2019-10-01 01:48 | 2021-10-12 15:58 |  | CR0002;CR0005;CR0014;CR0030;CR0029;FR60 | STANDARD
self operating valve | flow regulator | A regulator that normally use the differential pressure principle across an orifice to control the valve trim and regulate flow. | no | CFIHOS-30000429 |  | yes |  |  | 2019-10-01 01:48 | 2021-10-12 15:58 |  | CR0002;CR0005;CR0011;CR0029;CR0030;FR60 | STANDARD
control switch | flow switch | A functional switch that is intended to give a signal when the flow have reached a pre-set value. | no | CFIHOS-30000430 |  | yes |  |  | 2019-10-01 01:48 | 2021-10-12 15:58 |  | CR0002;CR0005;CR0014;CR0030;CR0029;FR60 | STANDARD
signal converter | frequency to current converter | A signal converter that is intended to convert a frequency or rotational speed input signal into a 0 - 20 mA or 4 - 20 mA current output signal. | no | CFIHOS-30000431 |  | yes |  |  | 2019-10-01 01:48 | 2021-10-12 15:58 |  | CR0002;CR0005;CR0014;CR0029;CR0030;FR60 | STANDARD
detector | gas detector | A detector that is intended to sense the presence of a specified concentration of a gas. | no | CFIHOS-30000432 |  | yes |  | fixed gas dectector | 2019-10-01 01:48 | 2021-10-12 15:58 |  | CR0002;CR0005;CR0014;CR0030;CR0029;FR60 | STANDARD
actuator | hydraulic actuator | An actuator intended to be operated by hydraulic power. | no | CFIHOS-30000433 |  | yes |  |  | 2019-10-01 01:48 | 2021-10-12 15:58 |  | CR0002;CR0005;CR0011;CR0029;CR0030;FR60 | STANDARD
controller | hydraulic controller | A controller that is designed or can be programmed to operate and control hydraulic operated systems. | no | CFIHOS-30000434 |  | yes |  |  | 2019-10-01 01:48 | 2021-10-12 15:58 |  | CR0002;CR0005;CR0028;CR0029;CR0030;FR60 | STANDARD
IT and telecom equipment | keyboard | A control panel with an array of systematically arranged (piano like) keys by which a machine is operated or by which an instrument can be played on. | no | CFIHOS-30000435 |  | yes |  |  | 2019-10-01 01:48 | 2021-10-12 15:58 |  | CR0005;CR0030;CR0029;FR60 | STANDARD
IT and telecom equipment | loudspeaker | An electroacoustic transducer that converts an electric signal into sound. | no | CFIHOS-30000436 |  | yes |  |  | 2019-10-01 01:48 | 2021-10-12 15:58 |  | CR0005;CR0030;CR0029;FR60 | STANDARD
level gauge | magnetic level gauge | A level gauge that use a float containing a magnet to transfer information about its position to a indicator rail with white and red flaps mounted on the outside of the tube. | no | CFIHOS-30000437 |  | yes |  |  | 2019-10-01 01:48 | 2021-10-12 15:58 |  | CR0002;CR0005;CR0014;CR0029;CR0030;FR60 | STANDARD
general instrument | mechanical positioner | A mechanical controller that is intended to position a given item in accordance with a received input signal. | no | CFIHOS-30000438 |  | yes |  |  | 2019-10-01 01:48 | 2021-10-12 15:58 |  | CR0002;CR0005;CR0011;CR0014;CR0030;CR0029;FR60 | STANDARD
flow instrument | meter run | A physical object that is intended to ensure stable flow for the provision of flow measurement and includes pipe(s) and a flow element/flow conditioner. | no | CFIHOS-30000439 |  | yes |  |  | 2019-10-01 01:48 | 2021-10-12 15:58 | 2021-10-12 15:58 | CR0002;CR0029;FR60 | TERMINATED
analysing instrument | ph analyser | An analysing instrument intended to measure, indicate and/or produce a signal which represents the measured alkalinity / acidity in a fluid or matter. | no | CFIHOS-30000440 |  | yes |  |  | 2019-10-01 01:48 | 2021-10-12 15:58 |  | CR0002;CR0005;CR0029;CR0030;FR60 | STANDARD
detector | pig detector | A detector that is intended to detect a pig inside the pipeline or pig receiver. | no | CFIHOS-30000441 |  | yes |  |  | 2019-10-01 01:48 | 2021-10-12 15:58 |  | CR0002;CR0005;CR0014;CR0030;CR0029;FR60 | STANDARD
general instrument | pitot tube | A fluid sensor producing a differential pressure by means of two straigth tubes mounted in line with the direction of the fluid movement. One tube is open-ended and measures the stagnation pressure of the fluid. The other tube is closed in front but has openings along the tube to measure the static pressure of the fluid. | no | CFIHOS-30000442 |  | yes |  |  | 2019-10-01 01:48 | 2021-10-12 15:58 |  | CR0005;CR0028;CR0030;CR0029;FR60 | STANDARD
actuator | pneumatic actuator | An actuator that is intended to be operated by pneumatic power. | no | CFIHOS-30000443 |  | yes |  |  | 2019-10-01 01:48 | 2021-10-12 15:58 |  | CR0002;CR0005;CR0011;CR0029;CR0030;FR60 | STANDARD
controller | pneumatic controller | A mechanical controller that is using pneumatic components to execute its function. | no | CFIHOS-30000444 |  | yes |  |  | 2019-10-01 01:48 | 2021-10-12 15:58 |  | CR0002;CR0005;CR0028;CR0029;CR0030;FR60 | STANDARD
flow instrument | pneumatic flow controller | A pneumatic controller that is intended to control flow rate. | no | CFIHOS-30000445 |  | yes |  |  | 2019-10-01 01:48 | 2021-10-12 15:58 | 2021-10-12 15:58 | CR0002;CR0029;FR60 | TERMINATED
level instrument | pneumatic level controller | A pneumatic controller that is intended to control a liquid level. | no | CFIHOS-30000446 |  | yes |  |  | 2019-10-01 01:48 | 2021-10-12 15:58 | 2021-10-12 15:58 | CR0002;CR0029;FR60 | TERMINATED
pressure instrument | pneumatic pressure controller | A pressure controller that is intended to control the pressure in a system. | no | CFIHOS-30000447 |  | yes |  |  | 2019-10-01 01:48 | 2021-10-12 15:58 | 2021-10-12 15:58 | CR0002;CR0029;FR60 | TERMINATED
temperature instrument | pneumatic temperature controller | A pneumatic controller that is intended to control the temperature of a system. | no | CFIHOS-30000448 |  | yes |  |  | 2019-10-01 01:48 | 2021-10-12 15:58 | 2021-10-12 15:58 | CR0002;CR0029;FR60 | TERMINATED
transmitter | position transmitter | A transmitter that is producing a standardized output signal dependent of a received input signal from a position detector. | no | CFIHOS-30000449 |  | yes |  |  | 2019-10-01 01:48 | 2021-10-12 15:58 |  | CR0002;CR0005;CR0014;CR0030;CR0029;FR60 | STANDARD
flow transmitter | positive displacement flow transmitter | A flow transmitter specially designed to convert the signal from a positive displacement flow meter into a standardized electrical output signal. | no | CFIHOS-30000450 |  | yes |  |  | 2019-10-01 01:48 | 2021-10-12 15:58 |  | CR0002;CR0005;CR0014;CR0029;CR0030;FR60 | STANDARD
analysing instrument | pour point analyser | An analysing instrument intended to determine the pour point of a fluid, i.e. the lowest temperature at which an oil or other liquid will pour under given conditions. | no | CFIHOS-30000451 |  | yes |  |  | 2019-10-01 01:48 | 2021-10-12 15:58 |  | CR0002;CR0005;CR0029;CR0030;FR60 | STANDARD
gauge | pressure gauge | A gauge intended to measure and display a representation of a measured pressure. | no | CFIHOS-30000452 |  | yes |  |  | 2019-10-01 01:48 | 2021-10-12 15:58 |  | CR0002;CR0005;CR0014;CR0030;CR0029;FR60 | STANDARD
self operating valve | pressure regulator | A regulator that is controlling/regulating the pressure in a system. | no | CFIHOS-30000453 |  | yes |  |  | 2019-10-01 01:48 | 2021-10-12 15:58 |  | CR0002;CR0005;CR0011;CR0029;CR0030;FR60 | STANDARD
control switch | pressure switch | A functional switch that (usually) turns an electrical circuit on or off when the pressure level reaches a pre-set value. | no | CFIHOS-30000454 |  | yes |  |  | 2019-10-01 01:48 | 2021-10-12 15:58 |  | CR0002;CR0005;CR0014;CR0030;CR0029;FR60 | STANDARD
signal converter | pressure to current converter | A signal converter that is intended to convert a pressure input signal to DC output signal. | no | CFIHOS-30000455 |  | yes |  |  | 2019-10-01 01:48 | 2021-10-12 15:58 |  | CR0002;CR0005;CR0014;CR0029;CR0030;FR60 | STANDARD
IT and telecom equipment | printing machine | A physical object that produces characters or graphic symbols on paper or other medium. | no | CFIHOS-30000456 |  | yes |  |  | 2019-10-01 01:48 | 2021-10-12 15:58 |  | CR0005;CR0030;CR0029;FR60 | STANDARD
detecting element | proximity element | A detecting element that is intended to sense proximity. | no | CFIHOS-30000457 |  | yes |  | proximity probe | 2019-10-01 01:48 | 2021-10-12 15:58 |  | CR0002;CR0005;CR0014;CR0030;CR0029;FR60 | STANDARD
control switch | proximity switch | A position switch that is operated without mechanical contact with the moving part. | no | CFIHOS-30000458 |  | yes |  |  | 2019-10-01 01:48 | 2021-10-12 15:58 |  | CR0002;CR0005;CR0014;CR0029;CR0030;FR60 | STANDARD
control switch | push button | A manual control switch that is intended to switch when you push or touch the button. | no | CFIHOS-30000459 |  | no |  |  | 2019-10-01 01:48 | 2021-10-12 15:58 |  | CR0005;CR0014;CR0030;CR0029;FR60 | STANDARD
level transmitter | radar level transmitter | A level transmitter that is producing a standardized electrical output signal based on the input signal from a radar type level sensor. | no | CFIHOS-30000460 |  | yes |  |  | 2019-10-01 01:48 | 2021-10-12 15:58 |  | CR0002;CR0005;CR0014;CR0029;CR0030;FR60 | STANDARD
level transmitter | radioactive level transmitter | A level transmitter that is producing a standardized electrical output signal based on the input signal from radioactive level measurements. | no | CFIHOS-30000461 |  | yes |  |  | 2019-10-01 01:48 | 2021-10-12 15:58 |  | CR0002;CR0005;CR0014;CR0029;CR0030;FR60 | STANDARD
general instrument | recording instrument | A process instrument that records values represented by the input signal(s). | no | CFIHOS-30000462 |  | yes |  |  | 2019-10-01 01:48 | 2021-10-12 15:58 |  | CR0005;CR0014;CR0030;CR0029;FR60 | STANDARD
temperature element | resistance temperature element | A temperature sensing element that operate on the principle of changes in electrical resistance of pure metals (sintered semiconductor material) and are characterized by an almost linear positive change in resistance with temperature. | no | CFIHOS-30000463 |  | yes |  |  | 2019-10-01 01:48 | 2021-10-12 15:58 |  | CR0002;CR0005;CR0014;CR0029;CR0030;FR60 | STANDARD
orifice plate | restriction orifice plate | An orifice plate that is intended for use as a restrictor. | no | CFIHOS-30000464 |  | yes |  | restrictive orifice plate | 2019-10-01 01:48 | 2021-10-12 15:58 |  | CR0002;CR0005;CR0014;CR0030;CR0029;FR60 | STANDARD
flow meter | rotameter flow meter | A variable area flow meter which consists of a tapered tube of glass with a float inside that is pushed up by flow and pulled down by gravity. | no | CFIHOS-30000465 |  | yes |  | rotameter | 2019-10-01 01:48 | 2021-10-12 15:58 |  | CR0002;CR0005;CR0014;CR0029;CR0030;FR60 | STANDARD
pressure relief device | rupture disc | A physical object that is a pressure relieving device designed to burst at a calibrated pressure to prevent pressure in systems or vessels from reaching unsafe levels. | no | CFIHOS-30000466 |  | yes | BP, Chevron,Shell & TOTAL Tagging Specifications | burst disc; bursting disc | 2019-10-01 01:48 | 2021-10-12 15:58 |  | CR0002;CR0005;CR0011;CR0030;CR0029;FR60 | STANDARD
analysing instrument | sampler | A physical object intended to be used to collect and contain representative specimens or selections. | no | CFIHOS-30000467 |  | yes |  |  | 2019-10-01 01:48 | 2021-10-12 15:58 |  | CR0005;CR0030;CR0029;FR60 | STANDARD
level gauge | servo tank gauge | A tank gauge that is intended to intermittently lower a displacer to measure a liquid level, bottom level, interface level or density. | no | CFIHOS-30000468 |  | yes |  |  | 2019-10-01 01:48 | 2021-10-12 15:58 |  | CR0002;CR0005;CR0014;CR0029;CR0030;FR60 | STANDARD
detector | smoke detector | A detector that is intended to sense smoke. | no | CFIHOS-30000470 |  | yes |  |  | 2019-10-01 01:48 | 2021-10-12 15:58 |  | CR0002;CR0005;CR0014;CR0030;CR0029;FR60 | STANDARD
IT and telecom equipment | speed meter | A detecting instrument that is intended to measure the upload and download speed of an internet connection. | no | CFIHOS-30000471 |  | yes |  |  | 2019-10-01 01:48 | 2021-10-12 15:58 |  | CR0005;CR0014;CR0028;CR0030;CR0029;FR60 | STANDARD
transmitter | speed transmitter | A transmitter that is producing a standardized output signal dependent of a received input signal from a rotational speed sensor. | no | CFIHOS-30000472 |  | yes |  |  | 2019-10-01 01:48 | 2021-10-12 15:58 |  | CR0002;CR0005;CR0014;CR0030;CR0029;FR60 | STANDARD
gauge | temperature gauge | A gauge that is intended to measure and indicate a temperature. | no | CFIHOS-30000473 |  | yes |  |  | 2019-10-01 01:48 | 2021-10-12 15:58 |  | CR0002;CR0005;CR0014;CR0030;CR0029;FR60 | STANDARD
self operating valve | temperature regulator | A regulator that is intended to keep a temperature within certain boundaries. | no | CFIHOS-30000474 |  | yes |  |  | 2019-10-01 01:48 | 2021-10-12 15:58 |  | CR0002;CR0005;CR0011;CR0029;CR0030;FR60 | STANDARD
control switch | temperature switch | A functional switch that is intended to give an on or off signal when the temperature have reached a pre-set value. | no | CFIHOS-30000475 |  | yes |  |  | 2019-10-01 01:48 | 2021-10-12 15:58 |  | CR0002;CR0005;CR0014;CR0030;CR0029;FR60 | STANDARD
transmitter | temperature transmitter | A transmitter that is producing a standardized output signal dependent of a received input signal from a temperature element. | no | CFIHOS-30000476 |  | yes |  |  | 2019-10-01 01:48 | 2021-10-12 15:58 |  | CR0002;CR0005;CR0014;CR0030;CR0029;FR60 | STANDARD
analysing instrument | thermal conductivity analyser | An analysing instrument that is intended to determine a physical property that is named thermal conductivity. | no | CFIHOS-30000477 |  | yes |  |  | 2019-10-01 01:48 | 2021-10-12 15:58 |  | CR0002;CR0005;CR0029;CR0030;FR60 | STANDARD
temperature element | thermocouple | A pair of electrical conductors of dissimilar materials, joined at one end (the measuring or hot junction), which produces an electromotive force (e.m.f.) due to the Seebeck effect in a circuit formed by connecting the other ends of the dissimilar materials used (the reference or cold junction) to a device for measuring e.m.f. Def. acc. to IEC 902 1987. | no | CFIHOS-30000478 |  | yes |  |  | 2019-10-01 01:48 | 2021-10-12 15:58 |  | CR0005;CR0014;CR0028;CR0029;CR0030;FR60 | STANDARD
piping and pipeline equipment | thermowell | A physical object that is a pressure-tight receptacle adapted to receive a temperature sensing element, provided with external threads or other means for pressure-tight attachment to a vessel or pipe. | no | CFIHOS-30000479 |  | no |  |  | 2019-10-01 01:48 | 2021-10-12 15:58 |  | CR0005;CR0014;CR0028;CR0030;CR0029;FR60 | STANDARD
control switch | timer | A timepiece that measures a time interval and signals its end; a time-switch. | no | CFIHOS-30000480 |  | yes |  | time switch | 2019-10-01 01:48 | 2021-10-12 15:58 |  | CR0005;CR0014;CR0030;CR0029;FR60 | STANDARD
IT and telecom equipment | transponder | A transceiver that transmits a signal automatically in response to an appropriate triggering signal. | no | CFIHOS-30000481 |  | yes |  |  | 2019-10-01 01:48 | 2021-10-12 15:58 |  | CR0005;CR0012;CR0030;CR0029;FR60 | STANDARD
flow meter | turbine flow meter | A velocity flow meter that uses a multi bladed rotor to measure fluid flow rate in units of volumetric flow through a closed conduit. | no | CFIHOS-30000482 |  | yes |  | turbine flow element | 2019-10-01 01:48 | 2021-10-12 15:58 |  | CR0002;CR0005;CR0014;CR0029;CR0030;FR60 | STANDARD
flow meter | ultrasonic flow meter | A velocity flow meter that measures the velocity of a flow by measuring the time difference between an ultrasonic pulse sent in the flow direction and an ultrasound pulse sent opposite the flow direction. | no | CFIHOS-30000483 |  | yes |  |  | 2019-10-01 01:48 | 2021-10-12 15:58 |  | CR0002;CR0005;CR0014;CR0029;CR0030;FR60 | STANDARD
level transmitter | ultrasonic level transmitter | A level transmitter that is using ultrasonic sound to continuously monitor the level of a liquid or particulate matter in a tank or vessel. | no | CFIHOS-30000484 |  | yes |  |  | 2019-10-01 01:48 | 2021-10-12 15:58 |  | CR0002;CR0005;CR0014;CR0029;CR0030;FR60 | STANDARD
flow meter | v-cone flow meter | A differential pressure flow meter that uses a v-cone as the restriction body in the flow stream. | no | CFIHOS-30000485 |  | yes |  |  | 2019-10-01 01:48 | 2021-10-12 15:58 |  | CR0002;CR0005;CR0014;CR0029;CR0030;FR60 | STANDARD
detecting element | venturi tube | A pipe or tube that has a constriction with a relative long passage with a smooth coned entry and exit. | no | CFIHOS-30000486 |  | yes |  | venturi tube flow element | 2019-10-01 01:48 | 2021-10-12 15:58 |  | CR0002;CR0005;CR0014;CRR0029;CR0030;CR0029;FR60 | STANDARD
detecting element | vibration element | A detecting element that is intended to sense mechanical vibration and in which the oscillating motion is transferred into a voltage or current signal. | no | CFIHOS-30000487 |  | yes |  | vibration probe | 2019-10-01 01:48 | 2021-10-12 15:58 |  | CR0002;CR0005;CR0028;CR0030;CR0029;FR60 | STANDARD
IT and telecom equipment | video recorder | A recording instrument that is recording signals originated by a TV camera on a moving magnetic tape for subsequent reproduction or transmission. | no | CFIHOS-30000488 |  | yes |  |  | 2019-10-01 01:48 | 2021-10-12 15:58 |  | CR0005;CR0014;CR0028;CR0030;CR0029;FR60 | STANDARD
analysing instrument | viscosity analyser | An analysing instrument intended to determine the viscosity of a fluid. | no | CFIHOS-30000489 |  | yes |  |  | 2019-10-01 01:48 | 2021-10-12 15:58 |  | CR0002;CR0005;CR0029;CR0030;FR60 | STANDARD
signal converter | voltage to current converter | A signal converter that is intended for converting an input voltage signal into an output current signal. | no | CFIHOS-30000490 |  | yes |  |  | 2019-10-01 01:48 | 2021-10-12 15:58 |  | CR0002;CR0005;CR0014;CR0029;CR0030;FR60 | STANDARD
flow meter | vortex flow meter | A flow meter that measures the velocity of a fluid in a pipe by detecting the frequency of vortices being shed from a specially shaped obstructing element in the fluid stream. | no | CFIHOS-30000491 |  | yes |  |  | 2019-10-01 01:48 | 2021-10-12 15:58 |  | CR0002;CR0005;CR0014;CR0029;CR0030;FR60 | STANDARD
detecting element | wind sensor | A detecting element that can be the sensing element of an anemometer or wind gauge. | no | CFIHOS-30000492 |  | yes |  | windspeed sensor; windspeed direction sensor | 2019-10-01 01:48 | 2021-10-12 15:58 |  | CR0005;CR0012;CR0014;CR0028;CR0030;CR0029;FR60;FR74 | STANDARD
analysing instrument | wobbe index meter | An analysing instrument intended to determine the wobble index of a gas. | no | CFIHOS-30000493 |  | yes |  |  | 2019-10-01 01:48 | 2021-10-12 15:58 |  | CR0002;CR0005;CR0029;CR0030;FR60 | STANDARD
piping and pipeline equipment | christmas tree | A physical object that is an assembly of pipes and piping parts, with valves and associated control equipment that is connected to the top of a wellhead and is intended for control of fluid from a well. | no | CFIHOS-30000494 |  | yes |  |  | 2019-10-01 01:48 | 2021-10-12 15:58 |  | CR0005;CR0030;CR0029;FR60 | STANDARD
piping and pipeline equipment | nozzle | A physical object that has a protruding part through which a stream of fluid is directed. | yes | CFIHOS-30000495 |  | yes |  |  | 2019-10-01 01:48 | 2021-10-12 15:58 |  | CR0002;CR0005;CR0029;CR0030;FR60 | STANDARD
piping and pipeline equipment | pipe | A physical object that is a long tube or hollow body intended for conduction of liquid, gaseous or finely divided solid materials, or used for structural purposes. | no | CFIHOS-30000496 |  | no |  | line | 2019-10-01 01:48 | 2021-10-12 15:58 |  | CR0005;CR0030;CR0029;FR60;FR52 | STANDARD
piping and pipeline equipment | pipe bend | A physical object that is used to change piping direction with a non-standard radius. | no | CFIHOS-30000497 |  | no |  |  | 2019-10-01 01:48 | 2021-10-12 15:58 |  | CR0005;CR0030;CR0029;FR60 | STANDARD
piping and pipeline equipment | pipe flange spade | A physical object that is a circular plate with no central opening and holes to match mating flanged ends. It is also equipped with a handle. | no | CFIHOS-30000498 |  | no |  |  | 2019-10-01 01:48 | 2021-10-12 15:58 |  | CR0005;CR0030;CR0029;FR60 | STANDARD
piping and pipeline equipment | pipe tee | A physical object that has three piping ends in T-shape, including a branch at 90 degrees. | no | CFIHOS-30000499 |  | no |  |  | 2019-10-01 01:48 | 2021-10-12 15:58 |  | CR0005;CR0030;CR0029;FR60 | STANDARD
piping and pipeline equipment | pipeline | A fluid conductor that consists of pipe, possibly also including pumps, valves, and control devices, intended for conveying liquids, gases, or finely divided solids. | no | CFIHOS-30000500 |  | no |  |  | 2019-10-01 01:48 | 2021-10-12 15:58 |  | CR0005;CR0030;CR0029;FR60 | STANDARD
other mechanical equipment | piping expansion bellows | A bellows that is a flexible corrugated tubular element providing axial and radial flexibility and pressure containment. | no | CFIHOS-30000501 |  | yes |  |  | 2019-10-01 01:48 | 2021-10-12 15:58 |  | CR0005;CR0030;CR0029;FR60 | STANDARD
piping and pipeline equipment | riser | A physical object that is a vertical or near vertical pipe for the upward flow of liquid or gas. | no | CFIHOS-30000502 |  | yes |  |  | 2019-10-01 01:48 | 2021-10-12 15:58 |  | CR0005;CR0030;CR0029;FR60 | STANDARD
piping and pipeline equipment | spectacle blind | A physical object that consists of two discs with equal thickness and outer diameter connected with a flat bar. One of the discs has a hole, while the other disc is without hole. | no | CFIHOS-30000503 |  | no |  |  | 2019-10-01 01:48 | 2021-10-12 15:58 |  | CR0005;CR0030;CR0029;FR60 | STANDARD
piping and pipeline equipment | spool piece | A physical object which is a short section of pipe used to connect ends of pipes/pipelines. | no | CFIHOS-30000504 |  | no |  |  | 2019-10-01 01:48 | 2021-10-12 15:58 |  | CR0005;CR0030;CR0029;FR60 | STANDARD
other mechanical equipment | steam trap | A trap that consists of a chamber into which condensed steam from steam pipes etc. is allowed to drain, and which automatically ejects it without permitting the escape of steam. | no | CFIHOS-30000505 |  | yes |  |  | 2019-10-01 01:48 | 2021-10-12 15:58 |  | CR0005;CR0030;CR0029;FR60 | STANDARD
other mechanical equipment | strainer | A filter that is separating solid particles from a fluid by passing the fluid through a wire mesh, screen or metal plates containing perforations or slits. | no | CFIHOS-30000506 |  | yes |  |  | 2019-10-01 01:48 | 2021-10-12 15:58 |  | CR0005;CR0030;CR0029;FR60 | STANDARD
miscellaneous equipment | tubing hanger | A well string hanger that is used for production tubing. The tubing hanger incorporates a sealing system to ensure that the tubing conduit and annulus are hydraulically isolated. | no | CFIHOS-30000507 |  | yes |  |  | 2019-10-01 01:48 | 2021-10-12 15:58 |  | CR0005;CR0030;CR0029;FR60 | STANDARD
electrical equipment class | earthing resistor | A resistance through which the neutral pint of a supply system is earthed, in order to limit the current that flows on the occurrence of an earth fault. | no | CFIHOS-30000508 |  | yes |  | neutral ground resistor | 2019-10-01 01:48 | 2021-10-12 15:58 |  | CR0005;CR0012;CR0030;CR0029;FR60 | STANDARD
weight instrument | test weight | A weight of an object when prepared for testing. | no | CFIHOS-30000509 |  | no |  |  | 2019-10-01 01:48 | 2021-10-12 15:58 | 2021-10-12 15:58 | CR0002;CR0029;FR60 | TERMINATED
marine | anchor | A physical object intended to hold an object firmly. | no | CFIHOS-30000510 |  | yes |  |  | 2019-10-01 01:48 | 2021-10-12 15:58 |  | CR0005;CR0030;CR0029;FR60 | STANDARD
other mechanical equipment | arrestor | A physical object intended to prevent something to pass. | no | CFIHOS-30000511 |  | yes |  |  | 2019-10-01 01:48 | 2021-10-12 15:58 |  | CR0005;CR0030;CR0029;FR60 | STANDARD
health, safety and environment equipment class | fire extinguisher | A physical object designed to eject agents, e.g. water or a chemical, to put out fires. | no | CFIHOS-30000512 |  | yes |  |  | 2019-10-01 01:48 | 2021-10-12 15:58 |  | CR0005;CR0030;CR0029;FR60 | STANDARD
health, safety and environment equipment class | safety shower | A shower intended for emergency situations. | no | CFIHOS-30000513 |  | yes |  |  | 2019-10-01 01:48 | 2021-10-12 15:58 |  | CR0005;CR0030;CR0029;FR60 | STANDARD
other mechanical equipment | silencer | A physical object intended to reduce a noise level. | no | CFIHOS-30000514 |  | yes |  |  | 2019-10-01 01:48 | 2021-10-12 15:58 |  | CR0005;CR0030;CR0029;FR60 | STANDARD
other mechanical equipment | aerator | A physical object that supplies and mixes air to a liquid or solids. | no | CFIHOS-30000515 |  | yes |  |  | 2019-10-01 01:48 | 2021-10-12 15:58 |  | CR0005;CR0030;CR0029;FR60 | STANDARD
compressor | axial compressor | A dynamic compressor in which the gas is accelerated by the action of a bladed rotor and where the main flow is along the rotation axis of the rotor. | no | CFIHOS-30000516 |  | yes |  |  | 2019-10-01 01:48 | 2021-10-12 15:58 |  | CR0005;CR0009;CR0029;CR0030;FR60 | STANDARD
other mechanical equipment | bearing | A physical object intended to support and locate a moving or static element and capable of reducing friction and transfer forces in a connection. | no | CFIHOS-30000517 |  | yes |  |  | 2019-10-01 01:48 | 2021-10-12 15:58 |  | CR0005;CR0030;CR0029;FR60 | STANDARD
other mechanical equipment | blower | A physical object intended to compress and supply air or gas at medium pressure and medium volume flow. | no | CFIHOS-30000518 |  | yes |  | centrifugal fan; centrifugal blower | 2019-10-01 01:48 | 2021-10-12 15:58 |  | CR0005;CR0009;CR0030;CR0029;FR60 | STANDARD
other mechanical equipment | brake | A physical object intended to arrest or prevent the motion of an item. Typically by means of friction. | no | CFIHOS-30000519 |  | yes |  |  | 2019-10-01 01:48 | 2021-10-12 15:58 |  | CR0005;CR0030;CR0029;FR60 | STANDARD
compressor | centrifugal compressor | A dynamic compressor in which one ore more impellers accelerate the gas and where the main flow through the impeller is radial. | no | CFIHOS-30000520 |  | yes |  |  | 2019-10-01 01:48 | 2021-10-12 15:58 |  | CR0005;CR0009;CR0029;CR0030;FR60 | STANDARD
pump | centrifugal pump | A dynamic pump that contains impellers provided with vanes to generate centrifugal force to achieve the required pressure head. | no | CFIHOS-30000521 |  | yes |  |  | 2019-10-01 01:48 | 2021-10-12 15:58 |  | CR0005;CR0009;CR0029;CR0030;FR60 | STANDARD
other mechanical equipment | centrifuge | A physical object that uses centrifugal force to separate phases of different densities. | no | CFIHOS-30000522 |  | yes |  |  | 2019-10-01 01:48 | 2021-10-12 15:58 |  | CR0005;CR0013;CR0030;CR0029;FR60 | STANDARD
other mechanical equipment | clutch | A transmission that is intended to transmit energy between two shafts providing the capability to connect and disconnect the shafts. | no | CFIHOS-30000523 |  | yes |  |  | 2019-10-01 01:48 | 2021-10-12 15:58 |  | CR0005;CR0030;CR0029;FR60 | STANDARD
mechanical equipment class | compressor | A physical object that is driven by a prime mover by which energy is either constantly or periodically added to an amount of gas in order to increase its pressure. | no | CFIHOS-30000524 |  | no |  |  | 2019-10-01 01:48 | 2021-10-12 15:58 |  | CR0009;CR0005;CR0029;CR0030;FR60 | STANDARD
reciprocating compressor | diaphragm compressor | A reciprocating compressor using a diaphragm, reciprocating within a chamber by which the compressed gas is fully isolated from any contamination. | no | CFIHOS-30000525 |  | yes |  |  | 2019-10-01 01:48 | 2021-10-12 15:58 | 2021-10-12 15:58 | CR0009;CR0005;CR0028;CR0029;FR60 | TERMINATED
reciprocating pump | diaphragm pump | A reciprocating pump intended to pump a liquid with a small capacity. This is done by means of thin flexible diaphragms to seal pumped fluid from leakage to atmosphere. | no | CFIHOS-30000526 |  | yes |  |  | 2019-10-01 01:48 | 2021-10-12 15:58 | 2021-10-12 15:58 | CR0005;CR0009;CR0028;CR0029;FR60 | TERMINATED
engine | diesel engine | An internal combustion engine in which ignition of the fuel injected into the cylinder is performed by the heat of compression of the air charge. | no | CFIHOS-30000527 |  | yes |  |  | 2019-10-01 01:48 | 2021-10-12 15:58 |  | CR0005;CR0009;CR0029;CR0030;FR60 | STANDARD
other mechanical equipment | diffuser | A physical object that contains a diverging channel-shaped chamber in which part of the kinetic energy of the fluid is converted into pressure energy. | no | CFIHOS-30000528 |  | yes |  |  | 2019-10-01 01:48 | 2021-10-12 15:58 |  | CR0005;CR0030;CR0029;FR60 | STANDARD
mechanical equipment class | driver | A physical object that provides rotational or reciprocating energy to driven equipment. | yes | CFIHOS-30000529 |  | no |  |  | 2019-10-01 01:48 | 2021-10-12 15:58 |  | CR0005;CR0030;CR0029;FR60 | STANDARD
compressor | dynamic compressor | A compressor that is of the rotary continuous flow design utilizing (a) rapidly rotating impeller(s) to accelerate the gas as it passes through the impeller, converting the velocity head into pressure partially in the stationary diffusers and blades. | yes | CFIHOS-30000530 |  | no |  |  | 2019-10-01 01:48 | 2021-10-12 15:58 | 2021-10-12 15:58 | CR0005;CR0009;CR0029;FR60 | TERMINATED
other mechanical equipment | extruder | A physical object that is intended to form material by forcing it in liquid phase through a shaping die by applying pressure and fix the form in the solid phase. | no | CFIHOS-30000531 |  | yes |  |  | 2019-10-01 01:48 | 2021-10-12 15:58 |  | CR0005;CR0030;CR0029;FR60 | STANDARD
other mechanical equipment | fan | A physical object that is intended to deliver or exhaust volumes of vapour or gas at low differential pressure. | no | CFIHOS-30000532 |  | yes |  | axial blower; axial fan | 2019-10-01 01:48 | 2021-10-12 15:58 |  | CR0005;CR0009;CR0030;CR0029;FR60 | STANDARD
engine | gas engine | An internal combustion engine that is a reciprocating engine in which gaseous fuel is mixed with air to form a combustible mixture in a cylinder which is fired by spark ignition. | no | CFIHOS-30000533 |  | yes |  | gas fuel combustion engine | 2019-10-01 01:48 | 2021-10-12 15:58 |  | CR0005;CR0009;CR0029;CR0030;FR60 | STANDARD
turbine | gas turbine | A turbine that compresses air which is then mixed with fuel for combustion and expansion through a turbine section to generate relatively high power output for either mechanical drive or power generation. | no | CFIHOS-30000534 |  | yes |  |  | 2019-10-01 01:48 | 2021-10-12 15:58 |  | CR0005;CR0009;CR0028;CR0029;CR0030;FR60 | STANDARD
other mechanical equipment | gear box | A physical object that is a casing with an arrangement of two or more gear-wheels transmitting rotating motion from the input shaft to the output shaft. | no | CFIHOS-30000535 |  | yes |  | gearbox | 2019-10-01 01:48 | 2021-10-12 15:58 |  | CR0005;CR0009;CR0030;CR0029;FR60 | STANDARD
rotary pump | gear pump | A rotary pump that contains gear teeth within an casing or enclosure to transport liquid at relatively high back pressures and by which gear meshing serves as reverse flow seal. | no | CFIHOS-30000536 |  | yes |  |  | 2019-10-01 01:48 | 2021-10-12 15:58 | 2021-10-12 15:58 | CR0005;CR0009;CR0028;CR0029;FR60 | TERMINATED
other mechanical equipment | hood | An enclosure intended to protect equipment from weather influences or to protect surroundings of equipment from equipment noise. | no | CFIHOS-30000537 |  | yes |  |  | 2019-10-01 01:48 | 2021-10-12 15:58 |  | CR0005;CR0030;CR0029;FR60 | STANDARD
vessel | hydraulic cylinder | A cylinder where the piston is actuated by pressurized hydraulic fluid. | no | CFIHOS-30000538 |  | yes |  | cylinder | 2019-10-01 01:48 | 2021-10-12 15:58 |  | CR0013;CR0005;CR0013;CR0030;CR0029;FR60 | STANDARD
motor | hydraulic motor | A motor that is intended to generate power by means of high pressure oil. | no | CFIHOS-30000539 |  | yes |  |  | 2019-10-01 01:48 | 2021-10-12 15:58 |  | CR0005;CR0009;CR0030;CR0029;FR60 | STANDARD
rotary compressor | liquid ring compressor | A rotary compressor intended to use a liquid annulus held by centrifugal force around the inside of a casing by a single rotor-impeller to compress vapour isothermically. | no | CFIHOS-30000540 |  | yes |  |  | 2019-10-01 01:48 | 2021-10-12 15:58 | 2021-10-12 15:58 | CR0009;CR0005;CR0028;CR0029;FR60 | TERMINATED
other mechanical equipment | lubrication system | A system that provides lubricant to rotating or moving items. | no | CFIHOS-30000541 |  | yes |  |  | 2019-10-01 01:48 | 2021-10-12 15:58 |  | CR0005;CR0030;CR0029;FR60 | STANDARD
mechanical equipment class | mechanical seal | A seal that comprises of a set of one or more rotating and stationary seal faces, together with auxiliary hardware, separated by a film of fluid intended to reduce flow loss around a rotating shaft to an acceptable level. | no | CFIHOS-30000542 |  | yes |  |  | 2019-10-01 01:48 | 2021-10-12 15:58 |  | CR0005;CR0030;CR0029;FR60 | STANDARD
other mechanical equipment | mixer | A physical object intended to be used for fluid mixing processes typically a rotating piece of equipment comprised of a driver such as a motor which rotates an agitator immersed in the fluid(s) that need to be mixed. | yes | CFIHOS-30000543 |  | yes |  |  | 2019-10-01 01:48 | 2021-10-12 15:58 |  | CR0005;CR0028;CR0030;CR0029;FR60 | STANDARD
engine | petrol engine | An internal combustion engine that is an induction compression ignition exhaust engine which ignites a petrol air mixture with an electric spark. | no | CFIHOS-30000544 |  | yes |  |  | 2019-10-01 01:48 | 2021-10-12 15:58 |  | CR0005;CR0009;CR0029;CR0030;FR60 | STANDARD
reciprocating compressor | piston compressor | A reciprocating compressor in which the compressing and displacing element is a piston intended to have a reciprocating motion within a cylinder. | no | CFIHOS-30000545 |  | yes |  |  | 2019-10-01 01:48 | 2021-10-12 15:58 | 2021-10-12 15:58 | CR0005;CR0009;CR0028;CR0029;FR60 | TERMINATED
reciprocating pump | piston pump | A reciprocating pump that uses a piston in order to discharge a pressurized liquid | no | CFIHOS-30000546 |  | yes |  |  | 2019-10-01 01:48 | 2021-10-12 15:58 | 2021-10-12 15:58 | CR0005;CR0009;CR0028;CR0029;FR60 | TERMINATED
reciprocating pump | plunger pump | A reciprocating pump that uses a plunger in order to discharge a pressurized liquid | no | CFIHOS-30000547 |  | yes |  |  | 2019-10-01 01:48 | 2021-10-12 15:58 | 2021-10-12 15:58 | CR0005;CR0009;CR0028;CR0029;FR60 | TERMINATED
motor | pneumatic motor | A motor that is driven by compressed gas. Typically air. | no | CFIHOS-30000548 |  | yes |  |  | 2019-10-01 01:48 | 2021-10-12 15:58 |  | CR0005;CR0009;CR0030;CR0029;FR60 | STANDARD
damper | pulsation damper | A pressure vessel located in both pump- and compressor piping systems in order to reduce residual pulsation fluctuations, as a result of discontinue operation effects, within an allowable level specified. | no | CFIHOS-30000549 |  | yes |  |  | 2019-10-01 01:48 | 2021-10-12 15:58 |  | CR0002;CR0005;CR0028;CR0030;CR0029;FR60 | STANDARD
mechanical equipment class | pump | A physical object that adds or removes mechanical energy to a fluid, either constantly or periodically. | no | CFIHOS-30000550 |  | no |  |  | 2019-10-01 01:48 | 2021-10-12 15:58 |  | CR0005;CR0009;CR0029;CR0030;FR60 | STANDARD
compressor | reciprocating compressor | A positive displacement compressor in which forced reduction of gas volume takes place by the movement of a displacing element in a cylinder or enclosure. | no | CFIHOS-30000551 |  | no |  |  | 2019-10-01 01:48 | 2021-10-12 15:58 |  | CR0005;CR0009;CR0029;CR0030;FR60 | STANDARD
compressor | rotary compressor | A positive displacement compressor in which compression displacement is effected by the positive action of rotating elements. | no | CFIHOS-30000552 |  | no |  |  | 2019-10-01 01:48 | 2021-10-12 15:58 |  | CR0005;CR0009;CR0029;CR0030;FR60 | STANDARD
rotary compressor | screw compressor | A rotary compressor in which compression is carried out by the intermeshing of two helical or differently formed screws, which transport the gas from inlet to outlet. | no | CFIHOS-30000553 |  | yes |  |  | 2019-10-01 01:48 | 2021-10-12 15:58 | 2021-10-12 15:58 | CR0009;CR0005;CR0028;CR0029;FR60 | TERMINATED
rotary pump | screw pump | A rotary pump that contains one or more meshing screws within a casing to form liquid cavities that are transported axially from suction to discharge. | no | CFIHOS-30000554 |  | yes |  |  | 2019-10-01 01:48 | 2021-10-12 15:58 | 2021-10-12 15:58 | CR0005;CR0009;CR0028;CR0029;FR60 | TERMINATED
piping and pipeline equipment | spacer | A physical object that is intended to keep other physical objects at a predefined distance and hence having a spacer function. | no | CFIHOS-30000555 |  | no |  |  | 2019-10-01 01:48 | 2021-10-12 15:58 |  | CR0005;CR0030;CR0029;FR60 | STANDARD
turbine | steam turbine | A thermodynamic turbine in which steam is made to do work by expanding so as to create kinetic energy by acting on moving blades attached to a disc or drum. | no | CFIHOS-30000556 |  | yes |  |  | 2019-10-01 01:48 | 2021-10-12 15:58 |  | CR0005;CR0009;CR0028;CR0029;CR0030;FR60 | STANDARD
other mechanical equipment | torque converter | A fluid coupling intended to allow a smooth start of a driven equipment and then keeping a nearly constant speed. | no | CFIHOS-30000557 |  | yes |  |  | 2019-10-01 01:48 | 2021-10-12 15:58 |  | CR0005;CR0030;CR0029;FR60 | STANDARD
driver | turbo expander | An expander of the turbine type used to reduce the pressure of a gas flow by leading it through a turbine rotor by which the recovered energy is transferred into rotational energy for either power generation or mechanical drive application. | no | CFIHOS-30000558 |  | yes |  | axial turbo expander; centrifugal turbo expander | 2019-10-01 01:48 | 2021-10-12 15:58 |  | CR0005;CR0009;CR0030;CR0029;FR60 | STANDARD
rotary compressor | vane compressor | A rotary compressor which contains vanes sliding radially in and out of a rotor excentrically mounted within a cylindrical casing. Gas trapped between the vanes is compressed and displaced. | no | CFIHOS-30000559 |  | yes |  |  | 2019-10-01 01:48 | 2021-10-12 15:58 | 2021-10-12 15:58 | CR0005;CR0009;CR0028;CR0029;FR60 | TERMINATED
rotary pump | vane pump | A rotary pump that contains one or more vanes which may be in the form of blades, buckets, rollers or slippers, cooperating with a cam to draw liquid into and force it out of a pump chamber by which the vanes can be located either in the stator or rotor. | no | CFIHOS-30000560 |  | yes |  |  | 2019-10-01 01:48 | 2021-10-12 15:58 | 2021-10-12 15:58 | CR0005;CR0009;CR0028;CR0029;FR60 | TERMINATED
tool | yoke | A physical object that is an arched device intended to embrace two parts to hold or unite them in position, or to divide loads. | no | CFIHOS-30000561 |  | yes |  |  | 2019-10-01 01:48 | 2021-10-12 15:58 |  | CR0005;CR0030;CR0029;FR60 | STANDARD
conveyor | belt conveyor | A conveyor that consists of a suitably tensioned endless belt made from hard wearing materials and arranged to run over rollers. | no | CFIHOS-30000562 |  | yes |  |  | 2019-10-01 01:48 | 2021-10-12 15:58 |  | CR0005;CR0030;CR0029;FR60 | STANDARD
conveyor | chain conveyor | A conveyor in which endless chains are used to support slats, apron, pans, buckets, as distinct from the use of single band. | no | CFIHOS-30000563 |  | yes |  |  | 2019-10-01 01:48 | 2021-10-12 15:58 |  | CR0005;CR0030;CR0029;FR60 | STANDARD
mechanical equipment class | conveyor | A physical object for moving articles or bulk material from place to place (as by an endless moving belt or a chain of receptacles). | yes | CFIHOS-30000564 |  | no |  |  | 2019-10-01 01:48 | 2021-10-12 15:58 |  | CR0005;CR0030;CR0029;FR60 | STANDARD
tool | cutter | A physical object that is an instrument, machine, machine part, or tool that cuts. | no | CFIHOS-30000565 |  | yes |  |  | 2019-10-01 01:48 | 2021-10-12 15:58 |  | CR0005;CR0030;CR0029;FR60 | STANDARD
other mechanical equipment | feeder | A closed transport device that is a gathering line tied into a trunk line. | no | CFIHOS-30000566 |  | yes |  |  | 2019-10-01 01:48 | 2021-10-12 15:58 |  | CR0005;CR0030;CR0029;FR60 | STANDARD
vehicle | forklift truck | A vehicle with power operated prongs that can be raised and lowered by will, for loading, transporting and unloading goods; chiefly used in factories and warehouses. | no | CFIHOS-30000567 |  | yes |  |  | 2019-10-01 01:48 | 2021-10-12 15:58 |  | CR0005;CR0030;CR0029;FR60 | STANDARD
tool | hydraulic press | A physical object that applies force for pressing by using fluid pressure for force multiplication. | no | CFIHOS-30000568 |  | yes |  |  | 2019-10-01 01:48 | 2021-10-12 15:58 |  | CR0005;CR0030;CR0029;FR60 | STANDARD
conveyor | roller conveyor | A conveyor comprising a series of closely spaced rollers set so that their crests can support articles to be conveyed. They may be power-driven, or freely revolving. Tapered rollers are used to form bends in the conveyor line. | no | CFIHOS-30000569 |  | yes |  |  | 2019-10-01 01:48 | 2021-10-12 15:58 |  | CR0005;CR0030;CR0029;FR60 | STANDARD
conveyor | slat conveyor | A conveyor consisting of a series of slats generally made of metal or wood attached to an endless chain. | no | CFIHOS-30000570 |  | yes |  |  | 2019-10-01 01:48 | 2021-10-12 15:58 |  | CR0005;CR0030;CR0029;FR60 | STANDARD
other mechanical equipment | beam | A support that is a large and straight piece of normally timber or iron forming one of the main structural member of a building or supporting structure. | no | CFIHOS-30000571 |  | no |  |  | 2019-10-01 01:48 | 2021-10-12 15:58 |  | CR0005;CR0030;CR0029;FR60 | STANDARD
vessel | coalescer | A gravity separator where two liquid substances separates and where the substance with the less gravity can be skimmed off. | no | CFIHOS-30000572 |  | yes |  |  | 2019-10-01 01:48 | 2021-10-12 15:58 |  | CR0005;CR0013;CR0030;CR0029;FR60 | STANDARD
other mechanical equipment | demister | A physical object intended to catch fluid droplets. | no | CFIHOS-30000573 |  | yes |  |  | 2019-10-01 01:48 | 2021-10-12 15:58 |  | CR0013;CR0005;CR0013;CR0030;CR0029;FR60 | STANDARD
other mechanical equipment | electrostatic precipitator | A separator intended to separate material from a solution or suspension by electrostatic charge. | no | CFIHOS-30000574 |  | yes |  |  | 2019-10-01 01:48 | 2021-10-12 15:58 |  | CR0005;CR0030;CR0029;FR60 | STANDARD
other mechanical equipment | filter | A separator intended to remove solids from vapour or liquid. | no | CFIHOS-30000575 |  | yes |  |  | 2019-10-01 01:48 | 2021-10-12 15:58 |  | CR0005;CR0030;CR0029;FR60 | STANDARD
other mechanical equipment | filter cartridge | A filter element intended to collect particles from a stream in a filter or strainer. | no | CFIHOS-30000576 |  | yes |  |  | 2019-10-01 01:48 | 2021-10-12 15:58 |  | CR0005;CR0030;CR0029;FR60 | STANDARD
tank and vessel | gas cylinder | A pressure vessel that has a cylindrical shape and is intended to store and transport gas under pressure | no | CFIHOS-30000577 |  | yes |  |  | 2019-10-01 01:48 | 2021-10-12 15:58 | 2021-10-12 15:58 | CR0005;CR0013;CR0029;FR60 | TERMINATED
other mechanical equipment | gas distributor | A distributor intended to distribute or redistribute a vapour. | no | CFIHOS-30000578 |  | yes |  |  | 2019-10-01 01:48 | 2021-10-12 15:58 |  | CR0005;CR0030;CR0029;FR60 | STANDARD
other mechanical equipment | gutter | A trough that is located along the eaves to catch and carry liquid. | no | CFIHOS-30000579 |  | no |  |  | 2019-10-01 01:48 | 2021-10-12 15:58 |  | CR0005;CR0030;CR0029;FR60 | STANDARD
other mechanical equipment | hatch way door | A door when used for a hatchway. | no | CFIHOS-30000580 |  | yes |  |  | 2019-10-01 01:48 | 2021-10-12 15:58 |  | CR0005;CR0028;CR0030;CR0029;FR60 | STANDARD
separator | hydro cyclone | A cyclone separator intended to separate a fluid by hydraulic forces. | no | CFIHOS-30000581 |  | yes |  | hydrocyclone | 2019-10-01 01:48 | 2021-10-12 15:58 |  | CR0013;CR0005;CR0013;CR0029;CR0030;FR60 | STANDARD
other mechanical equipment | ladder | A physical object intended to provide access to a certain part or level of equipment, and that consists of rungs between two profiles. | no | CFIHOS-30000582 |  | no |  |  | 2019-10-01 01:48 | 2021-10-12 15:58 |  | CR0005;CR0030;CR0029;FR60 | STANDARD
mechanical equipment class | lifting device | A physical object intended to lift or to enable lifting equipment or a part of equipment. | yes | CFIHOS-30000583 |  | no |  |  | 2019-10-01 01:48 | 2021-10-12 15:58 |  | CR0005;CR0030;CR0029;FR60 | STANDARD
lifting device | lifting lug | A lug with a hole for a lifting hook intended to lift the item or a part of it. | no | CFIHOS-30000584 |  | yes |  |  | 2019-10-01 01:48 | 2021-10-12 15:58 |  | CR0005;CR0030;CR0029;FR60 | STANDARD
piping and pipeline equipment | pipe support | A support intended to support one or more pipes. | no | CFIHOS-30000585 |  | no |  |  | 2019-10-01 01:48 | 2021-10-12 15:58 |  | CR0005;CR0030;CR0029;FR60 | STANDARD
vessel | process column | A vertical vessel intended to enable chemical reactions or physical processes utilising differences in density of fluids and/or forced flow of fluid. | no | CFIHOS-30000586 |  | yes |  |  | 2019-10-01 01:48 | 2021-10-12 15:58 |  | CR0005;CR0013;CR0029;CR0030;FR60 | STANDARD
other mechanical equipment | scraper | A physical object intended to mechanically remove a deposit from a surface. | no | CFIHOS-30000587 |  | yes |  |  | 2019-10-01 01:48 | 2021-10-12 15:58 |  | CR0005;CR0030;CR0029;FR60 | STANDARD
process column | scrubber | A distillation column intended to clean gas by washing the gas flow with water or with another liquid entering at the top of the vessel and sprayed in the gas. Typically to remove dust and small particles. | no | CFIHOS-30000588 |  | yes |  | scrubber column | 2019-10-01 01:48 | 2021-10-12 15:58 |  | CR0013;CR0005;CR0013;CR0029;CR0030;FR60 | STANDARD
tank and vessel | settler | A separator that uses gravity forces and time to separate phases | no | CFIHOS-30000589 |  | yes |  |  | 2019-10-01 01:48 | 2021-10-12 15:58 | 2021-10-12 15:58 | CR0013;CR0005;CR0013;CR0029;FR60 | TERMINATED
other mechanical equipment | shell | A physical object that is a layer or surface with a shape in two dimensions and length in the third dimension surrounding a space. Typically the cylindrical part of a vessel. | no | CFIHOS-30000590 |  | yes |  |  | 2019-10-01 01:48 | 2021-10-12 15:58 |  | CR0005;CR0030;CR0029;FR60 | STANDARD
other mechanical equipment | slug catcher | A catcher intended to catch and separate liquid slugs from a fluid stream. | no | CFIHOS-30000591 |  | yes |  |  | 2019-10-01 01:48 | 2021-10-12 15:58 |  | CR0005;CR0030;CR0029;FR60 | STANDARD
other mechanical equipment | stripper | A distillation column intended to remove light components from a fluid. | no | CFIHOS-30000592 |  | yes |  |  | 2019-10-01 01:48 | 2021-10-12 15:58 |  | CR0005;CR0030;CR0029;FR60 | STANDARD
mechanical equipment class | tank | A vessel intended to contain fluid for storage. Typically a receiving or collecting function for further distribution. Typically with a vertical and cylindrical or square shape and a flat or conical bottom. | no | CFIHOS-30000593 |  | yes |  |  | 2019-10-01 01:48 | 2021-10-12 15:58 |  | CR0005;CR0013;CR0030;CR0029;FR60 | STANDARD
mechanical equipment class | vessel | A container intended for storage and/or processing of fluids. | yes | CFIHOS-30000594 |  | yes |  |  | 2019-10-01 01:48 | 2021-10-12 15:58 |  | CR0028;CR0005;CR0028;CR0030;CR0029;FR60 | STANDARD
marine | buoy | A physical object that is a floating object made for various purposes. | no | CFIHOS-30000595 |  | yes |  |  | 2019-10-01 01:48 | 2021-10-12 15:58 |  | CR0005;CR0030;CR0029;FR60 | STANDARD
lifting device | chain | A mechanical cable that consist of series of interconnected links forming a flexible cable, used for sustaining a tensile load. | no | CFIHOS-30000596 |  | yes |  |  | 2019-10-01 01:48 | 2021-10-12 15:58 |  | CR0005;CR0030;CR0029;FR60 | STANDARD
lifting device | crane | A lifting appliance that is a tower or derrick equipped with cables and pulleys that can lift or lower and move loads in multiple directions. | no | CFIHOS-30000597 |  | yes |  |  | 2019-10-01 01:48 | 2021-10-12 15:58 |  | CR0005;CR0030;CR0029;FR60 | STANDARD
lifting device | elevator | A lift that has a chamber or compartment for moving personnel or goods. | no | CFIHOS-30000598 |  | yes |  |  | 2019-10-01 01:48 | 2021-10-12 15:58 |  | CR0005;CR0030;CR0029;FR60 | STANDARD
marine | fender | A physical object that is a body intended to protect as a cushion (as a foam rubber or a wood float) between a boat and a dock or between two boats that lessens shocks and prevents chafing. | no | CFIHOS-30000599 |  | no |  |  | 2019-10-01 01:48 | 2021-10-12 15:58 |  | CR0005;CR0030;CR0029;FR60 | STANDARD
infrastructure | helideck | A deck that is intended to provide a landing and take-off capability for helicopters. | no | CFIHOS-30000600 |  | no |  |  | 2019-10-01 01:48 | 2021-10-12 15:58 |  | CR0005;CR0030;CR0029;FR60 | STANDARD
marine | life boat | A boat that is intended to rescue people in an emergency case. | no | CFIHOS-30000601 |  | yes |  |  | 2019-10-01 01:48 | 2021-10-12 15:58 |  | CR0005;CR0030;CR0029;FR60 | STANDARD
lifting device | loading arm | A physical object that is designed to load or unload products into or from vehicles, wagons or vessels at variable positions. | no | CFIHOS-30000602 |  | yes |  |  | 2019-10-01 01:48 | 2021-10-12 15:58 |  | CR0005;CR0030;CR0029;FR60 | STANDARD
lifting device | rope | A mechanical cable that is a large stout cord of strands of fibres twisted or braided together. | no | CFIHOS-30000603 |  | yes |  |  | 2019-10-01 01:48 | 2021-10-12 15:58 |  | CR0005;CR0030;CR0029;FR60 | STANDARD
lifting device | trolley | A vehicle that is intended for transporting heavy loads. | no | CFIHOS-30000604 |  | yes |  |  | 2019-10-01 01:48 | 2021-10-12 15:58 |  | CR0005;CR0030;CR0029;FR60 | STANDARD
vehicle | truck | An motor vehicle that is long, low and open intended for carrying goods by road. | no | CFIHOS-30000605 |  | yes |  |  | 2019-10-01 01:48 | 2021-10-12 15:58 |  | CR0005;CR0030;CR0029;FR60 | STANDARD
mechanical equipment class | vehicle | A physical object that is any conveyance (usually wheel, e.g. a cart, lorry, motorcar, but also a sledge) for goods or passengers on land. | yes | CFIHOS-30000606 |  | no |  |  | 2019-10-01 01:48 | 2021-10-12 15:58 |  | CR0005;CR0030;CR0029;FR60 | STANDARD
general instrument | actuator | A physical object for changing a signal into a corresponding movement. | no | CFIHOS-30000607 |  | yes | Identified as part of RDL Alignment Activity BP Tagging Specification |  | 2019-10-01 01:48 | 2021-10-12 15:58 |  | CR0001;CR0011;CR0028;CR0029;FR60 | STANDARD
IT and telecom equipment | automatic identification system | An automatic tracking system used on ships and by vessel traffic services (VTS) for identifying and locating vessels. | no | CFIHOS-30000608 |  | yes | Required by owner-operators BP Tagging Specification |  | 2019-10-01 01:48 | 2021-10-12 15:58 |  | CR0001;CR0028;CR0029;FR60;FR69;FR74 | STANDARD
wall | blast rated wall | A wall that is designed to retain its integrity against a defined blast loading and fire that may subsequently follow. | no | CFIHOS-30000609 |  | no | BP Tagging Specification |  | 2019-10-01 01:48 | 2021-10-12 15:58 |  | CR0001;CR0029;CR0031;FR60;FR74 | STANDARD
piping and pipeline equipment | buckle initiator | A structure to control the formation of lateral buckles along a pipeline or flowline. | no | CFIHOS-30000610 |  | no | BP & Chevron Tagging Specification |  | 2019-10-01 01:48 | 2021-10-12 15:58 |  | CR0001;CR0029;CR0031;FR60;FR69 | STANDARD
infrastructure | bund wall | A constructed retaining wall around storage where potentially polluting substances are handled, processed or stored, for the purposes of containing any unintended escape of material from that area until such time as remedial action can be taken. | no | CFIHOS-30000611 |  | no | BP & Shell Tagging Specification | bunding | 2019-10-01 01:48 | 2021-10-12 15:58 |  | CR0001;CR0029;FR60;FR69;FR74 | STANDARD
electrical equipment class | bus duct | A physical object that is an assembly of busbar, bus duct enclosure, busbar insulation mounts etc. | no | CFIHOS-30000612 |  | no | missing from CFIHOS - in other OO RDLs BP, Chevron & Shell Tagging Specification |  | 2019-10-01 01:48 | 2021-10-12 15:58 |  | CR0001;CR0012;CR0028;CR0029;FR60;FR74 | STANDARD
IT and telecom equipment | compass | An instrument that indicates either a) magnetic bearings by alignment of its needle on the magnetic poles, or b) reference bearing by radio signal, or c) change of orientation in relation to a gyromaintained line. | no | CFIHOS-30000613 |  | yes | Required by owner-operators BP Tagging Specification |  | 2019-10-01 01:48 | 2021-10-12 15:58 |  | CR0001;CR0028;CR0029;FR60 | STANDARD
health, safety and environment equipment class | defibrillator | An artefact that is used to control fibrillation of the heart. | no | CFIHOS-30000614 |  | no | BP, Chevron & Shell Tagging Specification | AED equipment | 2019-10-01 01:48 | 2021-10-12 15:58 |  | CR0001;CR0029;FR60;FR74 | STANDARD
piping and pipeline equipment | diverter | A 'device' that is providing diversion of something from an expected course or direction. | no | CFIHOS-30000615 |  | no | BP Tagging Specification |  | 2019-10-01 01:48 | 2021-10-12 15:58 |  | CR0001;CR0029;FR60 | STANDARD
electrical equipment class | electrical reactor | A physical object that provides reactance in a circuit. | no | CFIHOS-30000616 |  | yes | missing from CFIHOS - in other OO RDLs BP, Chevron & Shell Tagging Specification | reactor / inductor; current limiting reactor; current limiting device | 2019-10-01 01:48 | 2021-10-12 15:58 |  | CR0001;CR0012;CR0029;FR60;FR52 | STANDARD
electrical equipment class | electrical switch | A switch that turns electrical current on and/or off. | no | CFIHOS-30000617 |  | yes | Required by owner-operators BP Tagging Specification |  | 2019-10-01 01:48 | 2021-10-12 15:58 |  | CR0001;CR0028;CR0029;FR60;FR74 | STANDARD
IT and telecom equipment | emergency position indicating radio beacon | A radio beacon in the mobile service the emissions of which are intended to facilitate search and rescue operations (EPIRB). | no | CFIHOS-30000618 |  | yes | Required by owner-operators Shell Tagging Specification |  | 2019-10-01 01:48 | 2021-10-12 15:58 |  | CR0001;CR0028;CR0029;FR60;FR74 | STANDARD
wall | fire wall | A wall which is also a fire divider. | no | CFIHOS-30000619 |  | no | BP Tagging Specification |  | 2019-10-01 01:48 | 2021-10-12 15:58 |  | CR0001;CR0029;CR0031;FR60;FR74 | STANDARD
other mechanical equipment | hvac duct | A large sheet-metal duct or casing through which air is passed for forced-draught, ventilation or air-conditioning purposes. | no | CFIHOS-30000620 |  | no | BP Tagging Specification |  | 2019-10-01 01:48 | 2021-10-12 15:58 |  | CR0001;CR0029;FR60 | STANDARD
piping and pipeline equipment | injection point | Intended to inject material. Typically it consists of a pipe connected to an item and a valve in the pipe. | no | CFIHOS-30000621 |  | no | BP, Chevron & Shell Tagging Specification | injection quill | 2019-10-01 01:48 | 2021-10-12 15:58 |  | CR0001;CR0029;FR60;FR69;FR74 | STANDARD
lifting device | lifting jack | A lifting device, usually portable, for lifting heavy weights by force acting from below; in the commonest form, having a rack and a pinion wheel or screw and a handle turned by hand. | no | CFIHOS-30000622 |  | yes | Required by owner-operators BP Tagging Specification |  | 2019-10-01 01:48 | 2021-10-12 15:58 |  | CR0001;CR0028;CR0029;FR60;FR74 | STANDARD
switchgear and controlgear | motor control centre | A switchgear and controlgear that houses motor starters to control electric motors. | no | CFIHOS-30000623 |  | yes | missing from CFIHOS - in other OO RDLs BP, Chevron & Shell Tagging Specification | MCC; motor control center | 2019-10-01 01:48 | 2021-10-12 15:58 |  | CR0001;CR0012;CR0029;FR60 | STANDARD
damper | pressure relief damper | A gas flow damper that is used to relieve built-up pressure in a duct system to prevent damage to HVAC equipment. | no | CFIHOS-30000624 |  | yes | Required by owner-operators BP, Chevron & Shell Tagging Specification |  | 2019-10-01 01:48 | 2021-10-12 15:58 |  | CR0001;CR0028;CR0029;FR60 | STANDARD
piping and pipeline equipment | line | A closed fluid transport device that is intended to provide transport capabilities for fluids within a process plant. | no | CFIHOS-30000625 |  | no | BP & Chevron Tagging Specification |  | 2019-10-01 01:48 | 2021-10-12 15:58 | 2021-10-12 15:58 | CR0001;CR0028;CR0029;FR60 | TERMINATED
IT and telecom equipment | radar | A physical object for detecting the presence of objects at a distance, or ascertaining their position or motion, by transmitting short radio waves and detecting or measuring their return after being reflected. | no | CFIHOS-30000626 |  | yes | Required by owner-operators BP, Chevron & Shell Tagging Specification |  | 2019-10-01 01:48 | 2021-10-12 15:58 |  | CR0001;CR0028;CR0029;FR60;FR74 | STANDARD
IT and telecom equipment | radio beacon | A radio transmitter, usually non-directional, that emits identifiable signals intended for radio direction-finding. | no | CFIHOS-30000627 |  | no | BP Tagging Specification |  | 2019-10-01 01:48 | 2021-10-12 15:58 |  | CR0001;CR0029;FR60;FR74 | STANDARD
tool | running tool | A tool that can be used to install or remove machines or equipment. | no | CFIHOS-30000628 |  | no | BP Tagging Specification | setting tool | 2019-10-01 01:48 | 2021-10-12 15:58 |  | CR0001;CR0029;FR60;FR74 | STANDARD
electrical equipment class | slip ring | A ring of conducting material which is attached to and rotates with a shaft, so that the electric current may be transferred to a stationary circuit through a fixed brush pressing against it. | no | CFIHOS-30000629 |  | no | Required by owner-operators BP Tagging Specification |  | 2019-10-01 01:48 | 2021-10-12 15:58 |  | CR0001;CR0028;CR0029;FR60;FR74 | STANDARD
mixer | static mixer | A physical object that is intended to mix fluid by means of diverging the flow with static obstacles or by increasing locally the velocity. | no | CFIHOS-30000630 |  | no | BP & Chevron Tagging Specification |  | 2019-10-01 01:48 | 2021-10-12 15:58 |  | CR0001;CR0009;CR0029;FR60 | STANDARD
marine | thruster | A physical object that includes a water jet or propeller used on vessels intended to provide a means to move the vessel sideways for maintaining the vessel's position without anchors. | no | CFIHOS-30000631 |  | no | BP Tagging Specification |  | 2019-10-01 01:48 | 2021-10-12 15:58 |  | CR0001;CR0029;CR0031;FR60 | STANDARD
infrastructure | wall | Which is flat and typically vertical suitable for separation. | yes | CFIHOS-30000632 |  | no | Add to maintain hierarchy |  | 2019-10-01 01:48 | 2021-10-12 15:58 |  | CR0001;CR0029;FR60;FR74 | STANDARD
marine | watercraft | A physical object that is intended for water transport. | no | CFIHOS-30000633 |  | no | BP Tagging Specification |  | 2019-10-01 01:48 | 2021-10-12 15:58 |  | CR0001;CR0029;FR60 | STANDARD
pressure relief device | vacuum relief valve | A relief valve that is used for pressure compensation purposes by admitting (letting in) a pressure to prevent that vacuum is forming when filling or emptying a system. | no | CFIHOS-30000634 |  | yes | Identified as part of RDL Alignment Activity BP, Chevron & TOTAL Tagging Specification |  | 2019-10-01 01:48 | 2021-10-12 15:58 |  | CR0002;CR0011;CR0029;FR60 | STANDARD
control valve | blow down valve | A valve that can be used for rapid depressurizing of a high pressure system. | no | CFIHOS-30000635 |  | yes | BP, Chevron & Shell Tagging Specification | blow off valve | 2019-10-01 01:48 | 2021-10-12 15:58 |  | CR0002;CR0029;FR60 | STANDARD
valve | check valve | A valve that permits fluid to flow in one direction only. | no | CFIHOS-30000636 |  | yes | Added to maintain hierarchy Chevron, Shell & TOTAL Tagging Specification |  | 2019-10-01 01:48 | 2021-10-12 15:58 |  | CR0002;CR0011;CR0028;CR0029;FR60 | STANDARD
other mechanical equipment | compensator | A device compensating for axial or radial movement between two elements that is connected. | no | CFIHOS-30000637 |  | yes | Required by owner-operators BP Tagging Specification | heave compensator | 2019-10-01 01:48 | 2021-10-12 15:58 |  | CR0002;CR0028;CR0029;FR60 | STANDARD
valve | control valve | A valve that can be used to modify (regulate) the fluid flow rate in a process control system. It usually includes an actuator, which responds to a signal from the controlling system and changes the position of the flow controlling element in the valve. | no | CFIHOS-30000638 |  | no | Identified as part of RDL Alignment Activity BP, Chevron, Shell & Total Tagging Specification | actuated modulating valve; actuated valve - control; actuated valve | 2019-10-01 01:48 | 2021-10-12 15:58 |  | CR0002;CR0011;CR0028;CR0029;FR60 | STANDARD
control valve | deluge valve | A control valve that is intended to operate at high temperature, and admit water into a deluge system. | no | CFIHOS-30000639 |  | yes | Identified as part of RDL Alignment Activity Chevron & Shell Tagging Specification |  | 2019-10-01 01:48 | 2021-10-12 15:58 |  | CR0002;CR0011;CR0029;FR60 | STANDARD
instrument equipment | detector | A physical object that is an assembly of a sensing element and necessary ancillary devices making it able of detecting a state, e.g. pressure, temperature, or detect the presence of a selected substance, and produce a signal based on the detection. | yes | CFIHOS-30000640 |  | no | Owner Operator RDL Alignment BP, Chevron, Shell & Total Tagging Specification |  | 2019-10-01 01:48 | 2021-10-12 15:58 |  | CR0002;CR0014;CR0029;FR60 | STANDARD
general instrument | electronic circuit board | A physical object that comprises a printed circuit board with electronic components intended for receive, process/transform and transmit electrical signals. | no | CFIHOS-30000641 |  | no | BP Tagging Specification | circuit board | 2019-10-01 01:48 | 2021-10-12 15:58 |  | CR0002;CR0029;FR60 | STANDARD
control valve | emergency shut down valve | A valve that is assigned to act in case of emergency. | no | CFIHOS-30000642 |  | yes | BP, Chevron & Shell Tagging Specification |  | 2019-10-01 01:48 | 2021-10-12 15:58 |  | CR0002;CR0029;FR60 | STANDARD
transmitter | flow transmitter | A flow transmitter providing an output signal that is proportional to the flow inputs from a flow element. | no | CFIHOS-30000643 |  | yes | Owner Operator RDL Alignment BP, Chevron, Shell & Total Tagging Specification |  | 2019-10-01 01:48 | 2021-10-12 15:58 |  | CR0002;CR0014;CR0028;CR0029;FR60 | STANDARD
miscellaneous equipment | galley equipment | An 'equipment class' that is a class of devices whose members normally is a part of the outfitting of a galley. | no | CFIHOS-30000644 |  | yes | Required by owner-operators BP Tagging Specification | food processing equipment; kitchen equipment | 2019-10-01 01:48 | 2021-10-12 15:58 |  | CR0002;CR0028;CR0029;FR60 | STANDARD
other mechanical equipment | hose connector | A connector intended for hose connection. | no | CFIHOS-30000645 |  | no | BP, Chevron & TOTAL Tagging Specification |  | 2019-10-01 01:48 | 2021-10-12 15:58 |  | CR0002;CR0029;FR60 | STANDARD
transmitter | level transmitter | A transmitter that produces a continuous standardized output signal dependent of a received input signal from a level sensor. | no | CFIHOS-30000646 |  | yes | Owner Operator RDL Alignment BP, Chevron, Shell & Total Tagging Specification |  | 2019-10-01 01:48 | 2021-10-12 15:58 |  | CR0002;CR0014;CR0029;FR60 | STANDARD
IT and telecom equipment | local area network | A data communication system intended for communication between parties in a restricted area. | no | CFIHOS-30000647 |  | no | BP & Chevron Tagging Specification |  | 2019-10-01 01:48 | 2021-10-12 15:58 |  | CR0002;CR0029;FR60;FR69 | STANDARD
other mechanical equipment | manhole | A nozzle that is a hole of sufficient size to allow a person to enter a vessel. | no | CFIHOS-30000648 |  | no | BP & Shell Tagging Specification | manway | 2019-10-01 01:48 | 2021-10-12 15:58 |  | CR0002;CR0029;FR60 | STANDARD
valve | manual valve | A valve that is regulated with hand power. | no | CFIHOS-30000649 |  | yes | Identified as part of RDL Alignment Activity BP, Chevron, Shell & Total Tagging Specification | hand operated valve; manual operated valve; piping valve | 2019-10-01 01:48 | 2021-10-12 15:58 |  | CR0002;CR0011;CR0029;FR60 | STANDARD
damper | non-return damper | A gas flow damper that prevents back flow in a duct. | no | CFIHOS-30000650 |  | yes | Required by owner-operators BP & Shell Tagging Specification |  | 2019-10-01 01:48 | 2021-10-12 15:58 |  | CR0002;CR0028;CR0029;FR60 | STANDARD
valve | on-off valve | A control valve that only has two defined positions, being fully open and fully closed. | no | CFIHOS-30000651 |  | yes | Identified as part of RDL Alignment Activity BP, Chevron, Shell & Total Tagging Specification | non-regulating valve; actuated on/off valve | 2019-10-01 01:48 | 2021-10-12 15:58 | 2021-10-12 15:58 | CR0002;CR0011;CR0029;FR60 | TERMINATED
miscellaneous equipment | physical access control equipment | Physical access control equipment and/or systems intended to regulate or control entry into and/or exit from a controlled area, protected area or a restricted area. | no | CFIHOS-30000652 |  | yes | Required by owner-operators BP Tagging Specification | access control turnstile | 2019-10-01 01:48 | 2021-10-12 15:58 |  | CR0002;CR0028;CR0029;FR60;FR69 | STANDARD
valve | pressure relief device | A fluid regulator that relieves pressure from an enclosed space when the pressure reaches a predetermined value. | yes | CFIHOS-30000653 |  | no | Identified as part of RDL Alignment Activity BP, Chevron & Shell Tagging Specification |  | 2019-10-01 01:48 | 2021-10-12 15:58 |  | CR0002;CR0011;CR0028;CR0029;FR60 | STANDARD
transmitter | pressure transmitter | A transmitter that is producing a standardized output signal dependent of a received input signal from a pressure element. | no | CFIHOS-30000654 |  | yes | Owner Operator RDL Alignment BP, Chevron, Shell & Total Tagging Specification |  | 2019-10-01 01:48 | 2021-10-12 15:58 |  | CR0002;CR0014;CR0029;FR60 | STANDARD
nozzle | process nozzle | A nozzle intended to enable transfer of process material. | no | CFIHOS-30000655 |  | no | TOTAL Tagging Specification |  | 2019-10-01 01:48 | 2021-10-12 15:58 |  | CR0002;CR0029;FR60 | STANDARD
infrastructure | riser support | A support connecting a riser to a structure. | no | CFIHOS-30000656 |  | no | BP Tagging Specification | riser tower | 2019-10-01 01:48 | 2021-10-12 15:58 |  | CR0002;CR0029;FR60;FR74 | STANDARD
nozzle | spray nozzle | A nozzle where liquid is introduced under pressure. | no | CFIHOS-30000657 |  | no | BP & TOTAL Tagging Specification |  | 2019-10-01 01:48 | 2021-10-12 15:58 |  | CR0002;CR0029;FR60 | STANDARD
IT and telecom equipment | telecom gateway | In a communications network, a network node equipped for interfacing with another network that uses different protocols. | no | CFIHOS-30000658 |  | yes | Required by owner-operators BP, Shell & TOTAL Tagging Specification | media gateway | 2019-10-01 01:48 | 2021-10-12 15:58 |  | CR0002;CR0028;CR0029;FR60;FR69 | STANDARD
IT and telecom equipment | termination panel | An 'artefact' intended for the termination of cables. | no | CFIHOS-30000659 |  | yes | Required by owner-operators BP, Chevron & TOTAL Tagging Specification | patch panel | 2019-10-01 01:48 | 2021-10-12 15:58 |  | CR0002;CR0028;CR0029;FR60 | STANDARD
equipment class | valve | A fluid regulator that can be used to control (i.e. permit, obstruct, regulate or divert) a fluid stream. | yes | CFIHOS-30000660 |  | no | Added to maintain hierarchy |  | 2019-10-01 01:48 | 2021-10-12 15:58 |  | CR0002;CR0011;CR0029;FR60 | STANDARD
instrument equipment | transmitter | A physical object that is an element that receives a process variable signal from a sensor and converts it into an output signal. | yes | CFIHOS-30000661 |  | no | Owner Operator RDL Alignment BP, Chevron, Shell & Total Tagging Specification |  | 2019-10-01 01:48 | 2021-10-12 15:58 |  | CR0002;CR0014;CR0029;FR60 | STANDARD
instrument equipment | flow totalizer | A totalizer that adds up flow measurements. | no | CFIHOS-30000662 |  | no | Owner Operator RDL Alignment Chevron & Total Tagging Specification |  | 2019-10-01 01:48 | 2021-10-12 15:58 |  | CR0002;CR0014;CR0029;FR60 | STANDARD
instrument equipment | signal converter | An electric signal transducer that is intended to convert one type of standardized transmission signal into another. | no | CFIHOS-30000663 |  | yes | Owner Operator RDL Alignment BP, Chevron & TOTAL Tagging Specification |  | 2019-10-01 01:48 | 2021-10-12 15:58 |  | CR0002;CR0014;CR0029;FR60 | STANDARD
instrument equipment | orifice plate | A physical object that is a thin plate with a specified hole in the middle. It is usually placed in a pipe to measure the rate of fluid flow. | yes | CFIHOS-30000664 |  | no | Owner Operator RDL Alignment Hierarchy consistency |  | 2019-10-01 01:48 | 2021-10-12 15:58 |  | CR0002;CR0014;CR0029;FR60 | STANDARD
instrument equipment | detecting element | A physical object that is the primary element of a measuring chain which converts the input variable into a signal suitable for measurement. | yes | CFIHOS-30000665 |  | no | Owner Operator RDL Alignment Hierarchy consistency | instrument element; sensing element | 2019-10-01 01:48 | 2021-10-12 15:58 |  | CR0002;CR0014;CR0029;FR60 | STANDARD
instrument equipment | controller | A regulator that operates automatically to affect a controlled variable by comparing the value of the controlled variable with the value of a reference variable in order to reduce the difference between them. | no | CFIHOS-30000666 |  | no | Build Hierarchy BP, Chevron, Shell & Total Tagging Specification | local controller | 2019-10-01 01:48 | 2021-10-12 15:58 |  | CR0002;CR0014;CR0029;FR60 | STANDARD
equipment class | drilling equipment | Equipment intended to enable the drilling of holes. Typically in the earth for oil and/or gas production. | yes | CFIHOS-30000667 |  | no | hierarchy consistency |  | 2019-10-01 01:48 | 2021-10-12 15:58 |  | CR0002;CR0029;FR60;FR69 | STANDARD
drilling equipment | bell nipple | A Bell nipple is a section of large diameter pipe fitted to the top of the blowout preventers that the flow line attaches to via a side outlet, to allow the drilling fluid to flow back over the shale shakers to the mud tanks. Also an enlarged pipe at the top of a casing string that serves as a funnel to guide drilling tools into the top of a well. | no | CFIHOS-30000668 |  | no | BP Tagging Specification |  | 2019-10-01 01:48 | 2021-10-12 15:58 |  | CR0002;CR0029;FR60;FR69 | STANDARD
drilling equipment | drilling standpipe | A rigid metal conduit that provides the high-pressure pathway for drilling mud to travel approximately one-third of the way up the derrick, where it connects to a flexible high-pressure hose (kelly hose). | no | CFIHOS-30000669 |  | no | BP Tagging Specification |  | 2019-10-01 01:48 | 2021-10-12 15:58 |  | CR0002;CR0029;FR60;FR69 | STANDARD
drilling equipment | pipe doping machine | A device that is designed for easy washing and dope application of drill pipe threads and collar threads. | no | CFIHOS-30000670 |  | no | BP Tagging Specification |  | 2019-10-01 01:48 | 2021-10-12 15:58 |  | CR0002;CR0029;FR60;FR69 | STANDARD
detecting element | flow element | A detecting element that is producing a signal that is proportional to a flow rate. | no | CFIHOS-30000671 |  | yes | Owner Operator RDL Alignment Hierarchy consistency | flow sensor | 2019-10-01 01:48 | 2021-10-12 15:58 |  | CR0002;CR0014;CR0028;CR0029;FR60 | STANDARD
detecting element | level element | A detecting element that is intended to determine a level. | no | CFIHOS-30000672 |  | yes | Owner Operator RDL Alignment Hierarchy consistency | level sensor | 2019-10-01 01:48 | 2021-10-12 15:58 |  | CR0002;CR0014;CR0028;CR0029;FR60 | STANDARD
detecting element | pressure element | A detecting element intended to sense pressure. | no | CFIHOS-30000673 |  | yes | Owner Operator RDL Alignment Hierarchy consistency | pressure sensor | 2019-10-01 01:48 | 2021-10-12 15:58 |  | CR0002;CR0014;CR0029;FR60 | STANDARD
detecting element | temperature element | A detecting element intended to sense temperature. | no | CFIHOS-30000674 |  | yes | Owner Operator RDL Alignment Hierarchy consistency | temperature sensing element | 2019-10-01 01:48 | 2021-10-12 15:58 |  | CR0002;CR0014;CR0029;FR60 | STANDARD
instrument equipment | gauge | A detecting instrument that is used for measuring or testing. | yes | CFIHOS-30000675 |  | no | Owner Operator RDL Alignment Hierarchy consistency |  | 2019-10-01 01:48 | 2021-10-12 15:58 |  | CR0002;CR0014;CR0029;FR60 | STANDARD
instrument equipment | control switch | A switch intended to switch or give an on/off signal when the measured variable has reached a pre-set value. | yes | CFIHOS-30000676 |  | no | Owner Operator RDL Alignment Hierarchy consistency | functional switch; instrument switch | 2019-10-01 01:48 | 2021-10-12 15:58 |  | CR0002;CR0014;CR0030;CR0029;FR60 | STANDARD
control switch | level switch | A functional switch that is intended to give an on/off signal when particulate material or fluid level have reached a pre-set value. | no | CFIHOS-30000677 |  | yes | Owner Operator RDL Alignment Hierarchy consistency |  | 2019-10-01 01:48 | 2021-10-12 15:58 |  | CR0002;CR0014;CR0028;CR0030;CR0029;FR60 | STANDARD
control switch | position switch | A pilot switch the actuating system of which is operated by a moving part of a machine, when this part reaches a predetermined position. | no | CFIHOS-30000678 |  | yes | Owner Operator RDL Alignment Hierarchy consistency |  | 2019-10-01 01:48 | 2021-10-12 15:58 |  | CR0002;CR0014;CR0029;FR60 | STANDARD
subsea instrument equipment | subsea distribution unit | An artefact where hydraulics, chemicals, electrical power and signals are distributed from the main umbilicals to different subsea systems. | no | CFIHOS-30000679 |  | yes | missing from CFIHOS - in other OO RDLs BP & TOTAL Tagging Specification | subsea distribution module | 2019-10-01 01:48 | 2021-10-12 15:58 |  | CR0002;CR0015;CR0029;FR60 | STANDARD
drilling equipment | iron roughneck | An integral part of the drilling process, iron roughnecks connect and disconnect drill pipe. Whether pipe is being fed into the wellbore or it is being taken out, the iron roughneck uses a rotary table and torque wrench(es) to make up or break down pipe. | no | CFIHOS-30000680 |  | no | BP Tagging Specification |  | 2019-10-01 01:48 | 2021-10-12 15:58 |  | CR0002;CR0029;FR60;FR69 | STANDARD
control valve | solenoid valve | A valve that has linear action which is fitted with a solenoid for quick operation. | no | CFIHOS-30000681 |  | yes | Identified as part of RDL Alignment Activity BP, Chevron, Shell & Total Tagging Specification | solenoid operated valve | 2019-10-01 01:48 | 2021-10-12 15:58 |  | CR0002;CR0011;CR0029;FR60 | STANDARD
valve | self operating valve | A valve that includes a means of operation (e.g. spring / gravity / fluid pressure / counter balance), and is not depending on an external source of energy. | no | CFIHOS-30000682 |  | yes | Identified as part of RDL Alignment Activity BP, Chevron, Shell & Total Tagging Specification | self actuating valve; self acting valve; regulator; self regulating valve | 2019-10-01 01:48 | 2021-10-12 15:58 |  | CR0002;CR0011;CR0028;CR0029;FR60 | STANDARD
driver | engine | An internal combustion engine that is an induction compression ignition exhaust engine which ignites a fuel air mixture. | no | CFIHOS-30000683 |  | yes | Assist with hierarchy |  | 2019-10-01 01:48 | 2021-10-12 15:58 |  | CR0009;CR0029;FR60 | STANDARD
driver | motor | A device that generates rotational kinetic energy. | yes | CFIHOS-30000684 |  | no | Assist with hierarchy |  | 2019-10-01 01:48 | 2021-10-12 15:58 |  | CR0009;CR0029;FR60 | STANDARD
driver | turbine | A physical object that is intended to rotate within a fluid and to transform energy within a fluid into mechanical power. | no | CFIHOS-30000685 |  | yes | Assist with hierarchy |  | 2019-10-01 01:48 | 2021-10-12 15:58 |  | CR0009;CR0029;FR60 | STANDARD
detector | dust detector | A 'detector' for measuring the velocity, mass, charge, flight direction, and number of dust particles in space. | no | CFIHOS-30000686 |  | yes | Requested by BP |  | 2019-10-01 01:48 | 2021-10-12 15:58 |  | CR0014;CR0029;FR60 | STANDARD
gauge | level gauge | A gauge that is intended to display a representation of a measured level. | no | CFIHOS-30000687 |  | yes | Owner Operator RDL Alignment |  | 2019-10-01 01:48 | 2021-10-12 15:58 |  | CR0014;CR0029;FR60 | STANDARD
detecting element | multiphase meter | A flow meter for the metering a mixture of two or more fluid phases. | no | CFIHOS-30000688 |  | yes | Owner Operator RDL Alignment |  | 2019-10-01 01:48 | 2021-10-12 15:58 |  | CR0014;CR0029;FR60 | STANDARD
detector | oil mist detector | A mist detector that is intended to detect oil mist. | no | CFIHOS-30000689 |  | yes | Owner Operator RDL Alignment |  | 2019-10-01 01:48 | 2021-10-12 15:58 |  | CR0014;CR0029;FR60 | STANDARD
control switch | speed switch | A switch intended to give a on/off signal when the speed have reached a pre-set value. | no | CFIHOS-30000690 |  | yes | Requested by ExxonMobil as part of owner operators alignment |  | 2019-10-01 01:48 | 2021-10-12 15:58 |  | CR0014;CR0030;CR0029;FR60 | STANDARD
indicating instrument | flow indicator | An indicating instrument that is intended to give a visual indication of mass or volume per time unit of a fluid passing through an open or closed conduit. | no | CFIHOS-30000691 |  | yes | Owner Operator RDL Alignment |  | 2019-10-01 01:48 | 2021-10-12 15:58 | 2021-10-12 15:58 | CR0014;CR0028;CR0029;FR60 | TERMINATED
indicating instrument | level indicator | An indicating instrument that is intended to give a visual indication of the level of a substance behaving like a fluid in a tank or storing device. | no | CFIHOS-30000692 |  | yes | Owner Operator RDL Alignment |  | 2019-10-01 01:48 | 2021-10-12 15:58 | 2021-10-12 15:58 | CR0014;CR0028;CR0029;FR60 | TERMINATED
indicating instrument | pressure indicator | An indicating instrument that is intended to give a visual indication of the pressure in a pre defined process segment. | no | CFIHOS-30000693 |  | yes | Owner Operator RDL Alignment |  | 2019-10-01 01:48 | 2021-10-12 15:58 | 2021-10-12 15:58 | CR0014;CR0028;CR0029;FR60 | TERMINATED
indicating instrument | temperature indicator | An indicating instrument that is intended to give a visual indication of a temperature. | no | CFIHOS-30000694 |  | yes | Owner Operator RDL Alignment |  | 2019-10-01 01:48 | 2021-10-12 15:58 | 2021-10-12 15:58 | CR0014;CR0028;CR0029;FR60 | TERMINATED
actuator | manual actuator | An actuator which action has to be trigged manually | no | CFIHOS-30000695 |  | yes | Identified as part of RDL Alignment Activity | hand control actuator | 2019-10-01 01:48 | 2021-10-12 15:58 | 2021-10-12 15:58 | CR0011;CR0028;CR0029;FR60 | TERMINATED
actuator | remote actuator | An actuator which action is triggered remotely | no | CFIHOS-30000696 |  | yes | Identified as part of RDL Alignment Activity |  | 2019-10-01 01:48 | 2021-10-12 15:58 | 2021-10-12 15:58 | CR0011;CR0028;CR0029;FR60 | TERMINATED
vessel | knock out drum | A drum intended to separate relatively small quantities of liquid from a vapour stream. | no | CFIHOS-30000697 |  | yes | missing from CFIHOS - in other OO RDLs | knock out vessel; knock out pot; foam trap; defoamer tank | 2019-10-01 01:48 | 2021-10-12 15:58 |  | CR0013;CR0029;FR60 | STANDARD
vessel | separator | A 'device' intended to separate different types of substances. | no | CFIHOS-30000698 |  | yes | missing from CFIHOS - in other OO RDLs |  | 2019-10-01 01:48 | 2021-10-12 15:58 |  | CR0013;CR0029;FR60 | STANDARD
equipment class | subsea equipment class | An 'equipment class' that is a class whose members are used in conjunction with subsea installations and/or operations. | yes | CFIHOS-30000699 |  | no | missing from CFIHOS - in other OO RDLs |  | 2019-10-01 01:48 | 2021-10-12 15:58 |  | CR0015;CR0029;FR60 | STANDARD
subsea equipment class | subsea infrastructure | Subsea equipment class that contains classes of artefacts which are infrastructure equipment. | yes | CFIHOS-30000700 |  | no | missing from CFIHOS - in other OO RDLs |  | 2019-10-01 01:48 | 2021-10-12 15:58 |  | CR0015;CR0029;FR60 | STANDARD
subsea equipment class | subsea instrument equipment | Subsea equipment class that contains classes of artefacts which are instrumentation equipment. | yes | CFIHOS-30000701 |  | no | missing from CFIHOS - in other OO RDLs |  | 2019-10-01 01:48 | 2021-10-12 15:58 |  | CR0015;CR0029;FR60 | STANDARD
subsea tool | subsea intervention and installation tool | Device or remotely operated tool deployed by an intervention system to mate or interface with an intervention fixture. | yes | CFIHOS-30000702 |  | no | missing from CFIHOS - in other OO RDLs | subsea intervention tool | 2019-10-01 01:48 | 2021-10-12 15:58 |  | CR0015;CR0029;FR60;FR74 | STANDARD
subsea equipment class | subsea mechanical equipment | Subsea equipment class that contains classes of artefacts which are mechanical equipment. | yes | CFIHOS-30000703 |  | no | missing from CFIHOS - in other OO RDLs |  | 2019-10-01 01:48 | 2021-10-12 15:58 |  | CR0015;CR0029;FR60 | STANDARD
subsea infrastructure | subsea structure | Subsea infrastructure class that contains classes of artefacts which are structures. | yes | CFIHOS-30000704 |  | no | missing from CFIHOS - in other OO RDLs |  | 2019-10-01 01:48 | 2021-10-12 15:58 |  | CR0015;CR0029;FR60 | STANDARD
subsea equipment class | subsea tool | A device that is made as a tool to be used for a subsea purpose. | yes | CFIHOS-30000705 |  | no | missing from CFIHOS - in other OO RDLs |  | 2019-10-01 01:48 | 2021-10-12 15:58 |  | CR0015;CR0029;FR60 | STANDARD
subsea instrument equipment | chemical injection unit | An injection system which provides service for injection of inhibitors etc. into the process. Serves as utility for make-up purposes of water, products and when required by process. | no | CFIHOS-30000706 |  | yes | missing from CFIHOS - in other OO RDLs |  | 2019-10-01 01:48 | 2021-10-12 15:58 |  | CR0015;CR0029;FR60 | STANDARD
subsea instrument equipment | flying lead | Flying Leads are used to link connections between subsea structures such as manifolds, trees, Umbilical Termination Units and Subsea Distribution Units. | no | CFIHOS-30000707 |  | yes | missing from CFIHOS - in other OO RDLs |  | 2019-10-01 01:48 | 2021-10-12 15:58 |  | CR0015;CR0029;FR60 | STANDARD
subsea structure | jacket structure | A functional unit which is consisting of a bottom founded framework structure with three or more legs. | no | CFIHOS-30000708 |  | yes | missing from CFIHOS - in other OO RDLs |  | 2019-10-01 01:48 | 2021-10-12 15:58 |  | CR0015;CR0029;FR60 | STANDARD
subsea structure | mid-water arch | Structure used to support and restrain flexible risers. | no | CFIHOS-30000709 |  | yes | missing from CFIHOS - in other OO RDLs |  | 2019-10-01 01:48 | 2021-10-12 15:58 |  | CR0015;CR0029;FR60 | STANDARD
subsea instrument equipment | piping purge unit | A piping system that is situated within the frame and distributes purge gas inside the frame. | no | CFIHOS-30000710 |  | yes | missing from CFIHOS - in other OO RDLs |  | 2019-10-01 01:48 | 2021-10-12 15:58 |  | CR0015;CR0029;FR60 | STANDARD
subsea tool | sample vessel | Container in which the sample is collected, stored, and transported to the analytical equipment. | no | CFIHOS-30000711 |  | no | missing from CFIHOS - in other OO RDLs | sample cylinder | 2019-10-01 01:48 | 2021-10-12 15:58 |  | CR0015;CR0029;FR60;FR74 | STANDARD
subsea intervention and installation tool | subsea bore protector | A wear bushing that is run into and set in the wellhead or christmas tree to protect the inside wall against wear from the drill bit and drill pipe during drilling operations. | no | CFIHOS-30000712 |  | yes | missing from CFIHOS - in other OO RDLs |  | 2019-10-01 01:48 | 2021-10-12 15:58 |  | CR0015;CR0029;FR60 | STANDARD
subsea instrument equipment | subsea distributed temperature sensing fiber optic pod | A 'fibre optic pod' for use in a Distributed Temperature Sensing (DTS) system. | no | CFIHOS-30000713 |  | yes | missing from CFIHOS - in other OO RDLs |  | 2019-10-01 01:48 | 2021-10-12 15:58 |  | CR0015;CR0029;FR60 | STANDARD
subsea mechanical equipment | subsea flexible flowline | Flexible pipe, wholly or in part, resting on the seafloor or buried below the seafloor, and used in a static application. | no | CFIHOS-30000714 |  | no | missing from CFIHOS - in other OO RDLs |  | 2019-10-01 01:48 | 2021-10-12 15:58 |  | CR0015;CR0030;CR0029;FR60 | STANDARD
subsea intervention and installation tool | subsea hanger recovery | Tools or devices that enable the installation and/or retrieval of a subsea casing hanger. | no | CFIHOS-30000715 |  | yes | missing from CFIHOS - in other OO RDLs |  | 2019-10-01 01:48 | 2021-10-12 15:58 |  | CR0015;CR0029;FR60;FR74 | STANDARD
subsea infrastructure | subsea hang-off and pull assembly | Assembly used to attach umbilicals to host structure. | no | CFIHOS-30000716 |  | yes | missing from CFIHOS - in other OO RDLs |  | 2019-10-01 01:48 | 2021-10-12 15:58 |  | CR0015;CR0029;FR60 | STANDARD
subsea intervention and installation tool | subsea installation workover control | System that controls and monitors the deployment, the operation and the retrieval of subsea production equipment and is used during installation, workover, and intervention of a single subsea tree from a moored or dynamically positioned deepwater mobile offshore drilling unit (MODU) or multi-service vessel (MSV). | no | CFIHOS-30000717 |  | yes | missing from CFIHOS - in other OO RDLs |  | 2019-10-01 01:48 | 2021-10-12 15:58 |  | CR0015;CR0029;FR60 | STANDARD
subsea mechanical equipment | subsea jumper | An artefact for connecting a well or a manifold to a subsea flowline. | no | CFIHOS-30000718 |  | yes | missing from CFIHOS - in other OO RDLs |  | 2019-10-01 01:48 | 2021-10-12 15:58 |  | CR0015;CR0029;FR60 | STANDARD
subsea structure | subsea manifold support frame | A frame that is a structural framework to provide strength and protection for a subsea manifold. | no | CFIHOS-30000719 |  | yes | missing from CFIHOS - in other OO RDLs |  | 2019-10-01 01:48 | 2021-10-12 15:58 |  | CR0015;CR0029;FR60 | STANDARD
subsea infrastructure | subsea mudmat | A device intended to prevent excessive jacket penetration into the soil. | no | CFIHOS-30000720 |  | yes | missing from CFIHOS - in other OO RDLs |  | 2019-10-01 01:48 | 2021-10-12 15:58 |  | CR0015;CR0029;FR60 | STANDARD
subsea structure | subsea pipeline crossing support | A pipeline crossing which is subsea and located above or below a specific object or geographic feature. | no | CFIHOS-30000721 |  | yes | missing from CFIHOS - in other OO RDLs |  | 2019-10-01 01:48 | 2021-10-12 15:58 |  | CR0015;CR0029;FR60 | STANDARD
subsea structure | subsea protection structure | The protection structure that covers the subsea equipment (template, manifold, trees, etc. ) to protect the equipment from third party damages as e.g. dropped objects, anchors or trawl equipment. | no | CFIHOS-30000722 |  | yes | missing from CFIHOS - in other OO RDLs |  | 2019-10-01 01:48 | 2021-10-12 15:58 |  | CR0015;CR0029;FR60 | STANDARD
subsea tool | subsea remote operated tool | Dedicated, unmanned, subsea tools used for installation and inspection, maintenance, and repair (IMR) tasks that require lift and/or handling capacity beyond that of free-swimming ROV systems. | no | CFIHOS-30000723 |  | no | missing from CFIHOS - in other OO RDLs |  | 2019-10-01 01:48 | 2021-10-12 15:58 |  | CR0015;CR0029;FR60 | STANDARD
subsea tool | subsea remotely operated vehicle | A submarine which is a nearly neutral buoyancy submarine that is manipulated from a mother ship by an umbilical. | no | CFIHOS-30000724 |  | no | missing from CFIHOS - in other OO RDLs |  | 2019-10-01 01:48 | 2021-10-12 15:58 |  | CR0015;CR0029;FR60 | STANDARD
subsea instrument equipment | subsea umbilical | A umbilical for use subsea or between a surface station (e.g. platform) and a subsea Installation. | no | CFIHOS-30000725 |  | yes | missing from CFIHOS - in other OO RDLs |  | 2019-10-01 01:48 | 2021-10-12 15:58 |  | CR0015;CR0026;CR0030;CR0029;FR60 | STANDARD
subsea instrument equipment | umbilical termination assembly | A termination head for a umbilical, having means for aligning fluid, electrical and optical lines to a mating assembly. | no | CFIHOS-30000726 |  | yes | missing from CFIHOS - in other OO RDLs |  | 2019-10-01 01:48 | 2021-10-12 15:58 |  | CR0015;CR0029;FR60 | STANDARD
electrical equipment class | electrical isolator | An isolator that isolates electrical conductors. | no | CFIHOS-30000727 |  | yes | missing from CFIHOS - in other OO RDLs |  | 2019-10-01 01:48 | 2021-10-12 15:58 |  | CR0012;CR0029;FR60 | STANDARD
relay | protection relay | A measuring relay that, either solely or in combination with other relays, is a constituent of a protection equipment. | no | CFIHOS-30000728 |  | yes | missing from CFIHOS - in other OO RDLs | protective relay | 2019-10-01 01:48 | 2021-10-12 15:58 |  | CR0012;CR0029;FR60 | STANDARD
switchgear and controlgear | ring main unit | A physical object that is a totally sealed, gas-insulated compact switchgear unit. The primary switching devices can be either switch disconnectors or fused switch disconnectors or circuit breakers. | no | CFIHOS-30000729 |  | yes | missing from CFIHOS - in other OO RDLs | electrical ring main unit | 2019-10-01 01:48 | 2021-10-12 15:58 |  | CR0012;CR0029;FR60 | STANDARD
electrical equipment class | cathodic protection system | A corrosion protection system using sacrificial anodes or impressed current anodes offering material and giving protection to carbon and low-alloy steel equipment or structures. | no | CFIHOS-30000730 |  | no | missing from CFIHOS - in other OO RDLs |  | 2019-10-01 01:48 | 2021-10-12 15:58 |  | CR0012;CR0029;FR60 | STANDARD
electrical equipment class | automatic switching equipment | A physical object that is automatic and designed to initiate the operation of circuit-breakers and/or disconnectors in a substation according to a specific programme. | no | CFIHOS-30000731 |  | yes | missing from CFIHOS - in other OO RDLs | transfer switch; ATS; electrical transfer switch | 2019-10-01 01:48 | 2021-10-12 15:58 |  | CR0012;CR0029;FR60 | STANDARD
electrical equipment class | surge protection | A physical object that is protecting against a large but momentary increase in the voltage of an electric circuit. | no | CFIHOS-30000732 |  | yes | missing from CFIHOS - in other OO RDLs | surge arrestor; lightning arrestor; surge protection device | 2019-10-01 01:48 | 2021-10-12 15:58 |  | CR0012;CR0029;FR60 | STANDARD
electrical equipment class | capacitor | A physical object that stores electricity during part of an operation. | no | CFIHOS-30000733 |  | yes | missing from CFIHOS - in other OO RDLs |  | 2019-10-01 01:48 | 2021-10-12 15:58 |  | CR0012;CR0029;FR60 | STANDARD
electrical equipment class | electrical connector | A connector for holding two parts of a conductor in intimate contact. | no | CFIHOS-30000734 |  | yes | missing from CFIHOS - in other OO RDLs |  | 2019-10-01 01:48 | 2021-10-12 15:58 |  | CR0012;CR0029;FR60 | STANDARD
electrical equipment class | electrical distribution unit | An electrical conductor that has several power distribution points. | no | CFIHOS-30000735 |  | yes | missing from CFIHOS - in other OO RDLs | distributer frame; distribution frame | 2019-10-01 01:48 | 2021-10-12 15:58 |  | CR0012;CR0029;FR60 | STANDARD
subsea instrument equipment | subsea control module | A control module that is used to control a subsea production system. | no | CFIHOS-30000736 |  | yes | Required by owner-operators |  | 2019-10-01 01:48 | 2021-10-12 15:58 |  | CR0028;CR0029;FR60 | STANDARD
subsea structure | subsea guide base | A subsea fixed structure supporting a wellhead. | no | CFIHOS-30000737 |  | no | Required by owner-operators |  | 2019-10-01 01:48 | 2021-10-12 15:58 |  | CR0028;CR0029;FR60 | STANDARD
control valve | motor operated valve | An operated valve that is opened and closed with a motor. | no | CFIHOS-30000738 |  | yes | Required by owner-operators |  | 2019-10-01 01:48 | 2021-10-12 15:58 |  | CR0028;CR0029;FR60 | STANDARD
other mechanical equipment | shear ram | A shear valve is a ram-type BOP, similar in operation to a gate valve, but uses a pair of opposing steel plungers, rams. The rams extend toward the centre of the wellbore to restrict flow or retract open in order to permit flow. | no | CFIHOS-30000739 |  | yes | Required by owner-operators |  | 2019-10-01 01:48 | 2021-10-14 11:16 |  | CR0028;CR0029;FR60 | STANDARD
electrical equipment class | solar panel | A panel and a photovoltaic module whose main parts are solar cells. | no | CFIHOS-30000740 |  | yes | Required by owner-operators |  | 2019-10-01 01:48 | 2021-10-12 15:58 |  | CR0028;CR0029;FR60 | STANDARD
electrical equipment class | cold storage unit | An artefact and a cooling appliance comprising a thermally insulated compartment and a heat pump-chemical or mechanical means-to transfer heat from it to the external environment, cooling the contents to a temperature below ambient. | no | CFIHOS-30000741 |  | no | Required by owner-operators |  | 2019-10-01 01:48 | 2021-10-12 15:58 |  | CR0028;CR0029;FR60 | STANDARD
general instrument | calorimeter | Intended to measure quantities of absorbed or evolved heat or to determine specific heats. | no | CFIHOS-30000742 |  | yes | Required by owner-operators |  | 2019-10-01 01:48 | 2021-10-12 15:58 |  | CR0005;CR0028;CR0030;CR0029;FR60;FR74 | STANDARD
general instrument | frequency generator | A device that generates an electrical signal of a specified frequency. | no | CFIHOS-30000743 |  | yes | Required by owner-operators |  | 2019-10-01 01:48 | 2021-10-12 15:58 |  | CR0005;CR0028;CR0030;CR0029;FR60 | STANDARD
general instrument | siren | An acoustic device producing a loud sound as a signal or warning. | no | CFIHOS-30000744 |  | yes | Required by owner-operators |  | 2019-10-01 01:48 | 2021-10-12 15:58 |  | CR0005;CR0028;CR0030;CR0029;FR60;FR74 | STANDARD
general instrument | current transformer | An instrument transformer in which the secondary current, in normal conditions of use, is substantially proportional to the primary current and differs in phase from it by an angle which is approximately zero for an appropriate direction of the connections. | no | CFIHOS-30000745 |  | yes | Required by owner-operators |  | 2019-10-01 01:48 | 2021-10-12 15:58 |  | CR0005;CR0012;CR0014;CR0028;CR0030;CR0029;FR60 | STANDARD
general instrument | voltage transformer | An instrument transformer in which the secondary voltage, in normal conditions of use, is substantially proportional to the primary voltage and differs in phase from it by an angle which is approximately zero for an appropriate direction of the connections. | no | CFIHOS-30000746 |  | yes | Required by owner-operators |  | 2019-10-01 01:48 | 2021-10-12 15:58 |  | CR0005;CR0012;CR0014;CR0028;CR0030;CR0029;FR60 | STANDARD
general instrument | alarm unit | A physical object that is intended to process and annunciate alarms. | no | CFIHOS-30000747 |  | yes | Required by owner-operators |  | 2019-10-01 01:48 | 2021-10-12 15:58 |  | CR0005;CR0028;CR0030;CR0029;FR60 | STANDARD
general instrument | flow computer | A computer that is specially designed and programme to calculate flow and to correct for external influence. | no | CFIHOS-30000748 |  | yes | Required by owner-operators |  | 2019-10-01 01:48 | 2021-10-12 15:58 |  | CR0005;CR0028;CR0030;CR0029;FR60 | STANDARD
general instrument | sight glass | A physical object that is transparent and intended for viewing a vessel or piping system interior. | no | CFIHOS-30000749 |  | yes | Required by owner-operators |  | 2019-10-01 01:48 | 2021-10-12 15:58 |  | CR0005;CR0014;CR0028;CR0030;CR0029;FR60 | STANDARD
detecting element | rotational speed element | A detecting element that is intended to sense rotational speed. | no | CFIHOS-30000750 |  | yes | Required by owner-operators | rotational speed sensor | 2019-10-01 01:48 | 2021-10-12 15:58 |  | CR0028;CR0029;FR60 | STANDARD
transmitter | corrosion transmitter | A transmitter that is producing a standardized output signal dependent of a received input signal from a corrosion sensor. | no | CFIHOS-30000751 |  | yes | Required by owner-operators |  | 2019-10-01 01:48 | 2021-10-12 15:58 |  | CR0028;CR0029;FR60 | STANDARD
heat exchanger | plate heat exchanger | A heat exchanger using plates as the device for separating the two fluids and across which the energy is transferred. | no | CFIHOS-30000752 |  | yes | Required by owner-operators | plate and frame heat exchanger | 2019-10-01 01:48 | 2021-10-12 15:58 |  | CR0005;CR0013;CR0028;CR0030;CR0029;FR60 | STANDARD
heat exchanger | printed circuit heat exchanger | A non-corrugated plate heat exchanger that has flat plates with chemically etched flow passages which are diffusion bonded together into blocks. | no | CFIHOS-30000754 |  | yes | Required by owner-operators |  | 2019-10-01 01:48 | 2021-10-12 15:58 |  | CR0005;CR0028;CR0030;CR0029;FR60 | STANDARD
heat exchanger | shell and tube heat exchanger | A tubular heat exchanger in which a tube bundle is surrounded by a shell. | no | CFIHOS-30000755 |  | yes | Required by owner-operators |  | 2019-10-01 01:48 | 2021-10-12 15:58 |  | CR0005;CR0028;CR0030;CR0029;FR60 | STANDARD
heat exchanger | kettle reboiler | A reboiler often boils liquid coming from the bottom of a distillation column, after which the resulting vapour is returned to the distillation column. | no | CFIHOS-30000756 |  | yes | missing from CFIHOS - in other OO RDLs Required by owner-operators |  | 2019-10-01 01:48 | 2021-10-12 15:58 |  | CR0013;CR0028;CR0029;FR60 | STANDARD
vessel | pneumatic cylinder | A cylinder where the piston is actuated by compressed air. | no | CFIHOS-30000757 |  | yes | Required by owner-operators |  | 2019-10-01 01:48 | 2021-10-12 15:58 |  | CR0028;CR0029;FR60 | STANDARD
vessel | process reactor | A vessel intended to enable a chemical reaction process. | no | CFIHOS-30000758 |  | yes | Required by owner-operators |  | 2019-10-01 01:48 | 2021-10-12 15:58 |  | CR0028;CR0029;FR60 | STANDARD
vessel | hopper | A vessel with a conical shape for filling or dosing purposes. | no | CFIHOS-30000759 |  | yes | Required by owner-operators |  | 2019-10-01 01:48 | 2021-10-12 15:58 |  | CR0028;CR0029;FR60 | STANDARD
process column | absorber column | A column in which a gas mixture is contacted with a liquid for the purpose of preferentially dissolving one or more components of the gas mixture and to provide a solution of them in the liquid. | no | CFIHOS-30000800 |  | yes | missing from CFIHOS - in other OO RDLs |  | 2019-10-01 01:48 | 2021-10-12 15:58 |  | CR0013;CR0029;FR60 | STANDARD
electrical connector | adaptor connector | An electrical connector that is a fixed or free component that permits electrical connection(s) between two or more connectors where direct connection is mechanically impossible. | no | CFIHOS-30000801 |  | yes | missing from CFIHOS - in other OO RDLs |  | 2019-10-01 01:48 | 2021-10-12 15:58 |  | CR0012;CR0029;FR60 | STANDARD
process column | adsorber column | A physical fluid separator that is based on the principle of attraction exhibited by the surface of a solid for a liquid or a gas when they are in contact. | no | CFIHOS-30000802 |  | yes | missing from CFIHOS - in other OO RDLs |  | 2019-10-01 01:48 | 2021-10-12 15:58 |  | CR0013;CR0029;FR60 | STANDARD
circuit-breaker | air circuit-breaker | A circuit-breaker in which the contacts open and close in air at atmospheric pressure. | no | CFIHOS-30000803 |  | yes | missing from CFIHOS - in other OO RDLs |  | 2019-10-01 01:48 | 2021-10-12 15:58 |  | CR0012;CR0029;FR60 | STANDARD
electric generator | alternating current generator | An electric generator for the production of alternating current and voltage. | no | CFIHOS-30000804 |  | yes | BP Tagging Specification | AC electric generator; AC generator | 2019-10-01 01:48 | 2021-10-12 15:58 |  | CR0009;CR0029;FR60 | STANDARD
electric motor | alternating current motor | An electric motor driven by alternating electric current. | no | CFIHOS-30000805 |  | yes | BP Tagging Specification | AC electric motor;AC induction electric motor;AC synchronous electric motor | 2019-10-01 01:48 | 2021-10-12 15:58 |  | CR0009;CR0029;FR60 | STANDARD
control valve | ball control valve | A ball valve that is equipped with an actuator that manipulates a stream of fluid in the response to a signal from an external sensing element and with input of energy from an external source. | no | CFIHOS-30000806 |  | yes | Identified as part of RDL Alignment Activity | actuated ball valve | 2019-10-01 01:48 | 2021-10-12 15:58 |  | CR0011;CR0029;FR60 | STANDARD
manual valve | ball valve | A rotary valve that has a ball closure member. | no | CFIHOS-30000807 |  | yes | Identified as part of RDL Alignment Activity |  | 2019-10-01 01:48 | 2021-10-12 15:58 |  | CR0011;CR0029;FR60 | STANDARD
manual valve | block and bleed valve | A valve that has one seat which provides a seal, and a bleeder line and valve that are tapped into the block valve's bonnet. | no | CFIHOS-30000808 |  | yes | Identified as part of RDL Alignment Activity |  | 2019-10-01 01:48 | 2021-10-12 15:58 |  | CR0011;CR0029;FR60 | STANDARD
control valve | butterfly control valve | A butterfly valve that is equipped with an actuator that manipulates a stream of fluid in the response to a signal from an external sensing element and with input of energy from an external source. | no | CFIHOS-30000809 |  | yes | Identified as part of RDL Alignment Activity | actuated butterfly valve | 2019-10-01 01:48 | 2021-10-12 15:58 |  | CR0011;CR0029;FR60 | STANDARD
manual valve | butterfly valve | A rotary valve that has a closure member of a disc type with a shaft parallel, or near parallel, to the plane of the disc, with an axis of rotation transverse to the flow direction. | no | CFIHOS-30000810 |  | yes | Identified as part of RDL Alignment Activity |  | 2019-10-01 01:48 | 2021-10-12 15:58 |  | CR0011;CR0029;FR60 | STANDARD
control valve | choke control valve | A choke valve that is equipped with an actuator that manipulates a stream of fluid in the response to a signal from an external sensing element and with input of energy from an external source. | no | CFIHOS-30000811 |  | yes | Identified as part of RDL Alignment Activity | actuated choke valve | 2019-10-01 01:48 | 2021-10-12 15:58 |  | CR0011;CR0029;FR60 | STANDARD
manual valve | choke valve | A valve that can be used to obstruct the fluid passing inside, and has the ability to reduce the pressure from the inlet port to the outlet port. | no | CFIHOS-30000812 |  | yes | Identified as part of RDL Alignment Activity |  | 2019-10-01 01:48 | 2021-10-12 15:58 |  | CR0011;CR0029;FR60 | STANDARD
analysing instrument | chromatograph | An analysing instrument that applies the principle of chromatography to analyse the molecular composition of a substance. | yes | CFIHOS-30000813 |  | yes | Owner Operator RDL Alignment |  | 2019-10-01 01:48 | 2021-10-12 15:58 |  | CR0014;CR0029;FR60 | STANDARD
process column | contactor column | A pressure vessel with internal packing intended to effect the main stream by introducing counter flow of a regenerative liquid or gas. Dehydration of gas by use of glycol is a typical application. | no | CFIHOS-30000814 |  | yes | missing from CFIHOS - in other OO RDLs |  | 2019-10-01 01:48 | 2021-10-12 15:58 |  | CR0013;CR0029;FR60 | STANDARD
relief valve | conventional relief valve | A pressure relief valve that has its closing force provided by a spring. | no | CFIHOS-30000815 |  | yes | Identified as part of RDL Alignment Activity | conventional pressure safety valve | 2019-10-01 01:48 | 2021-10-12 15:58 |  | CR0011;CR0029;FR60 | STANDARD
control valve | diaphragm control valve | A diaphragm valve that is equipped with an actuator that manipulates a stream of fluid in the response to a signal from an external sensing element and with input of energy from an external source. | no | CFIHOS-30000817 |  | yes | Identified as part of RDL Alignment Activity | actuated diaphragm valve | 2019-10-01 01:48 | 2021-10-12 15:58 |  | CR0011;CR0029;FR60 | STANDARD
manual valve | diaphragm valve | A membrane valve that is a membrane valve where the closure member is a resilient diaphragm being forced against a port. | no | CFIHOS-30000818 |  | yes | Identified as part of RDL Alignment Activity |  | 2019-10-01 01:48 | 2021-10-12 15:58 |  | CR0011;CR0029;FR60 | STANDARD
electric generator | direct current generator | An electric generator for the production of direct current and voltage. | no | CFIHOS-30000819 |  | yes | BP Tagging Specification | DC electric generator; DC generator | 2019-10-01 01:48 | 2021-10-12 15:58 |  | CR0009;CR0029;FR60 | STANDARD
electric motor | direct current motor | An electric motor for operation by direct current. | no | CFIHOS-30000820 |  | yes | BP Tagging Specification | DC electric motor | 2019-10-01 01:48 | 2021-10-12 15:58 |  | CR0009;CR0029;FR60 | STANDARD
process column | distillation column | A process column intended to enable a distillation process. | no | CFIHOS-30000821 |  | yes | missing from CFIHOS - in other OO RDLs |  | 2019-10-01 01:48 | 2021-10-12 15:58 |  | CR0013;CR0029;FR60 | STANDARD
manual valve | double block and bleed valve | A block and bleed valve that is incorporating two seats, each of which provides a seal, and a means of venting the space between the seats. The seats may isolate with the pressure differential acting in the same or in opposite directions depending on the design. | no | CFIHOS-30000822 |  | yes | Identified as part of RDL Alignment Activity |  | 2019-10-01 01:48 | 2021-10-12 15:58 |  | CR0011;CR0029;FR60 | STANDARD
transformer | dry transformer | A power transformer of which the magnetic circuit and windings are not immersed in an insulating liquid. | no | CFIHOS-30000823 |  | yes | missing from CFIHOS - in other OO RDLs |  | 2019-10-01 01:48 | 2021-10-12 15:58 |  | CR0012;CR0029;FR60 | STANDARD
control valve | eccentric rotating disc control valve | A control valve that uses a rotating disc as closing element, and with a design that causes the disc to take a slightly eccentric path during actuation. | no | CFIHOS-30000824 |  | yes | Identified as part of RDL Alignment Activity | actuated eccentric rotating disc valve | 2019-10-01 01:48 | 2021-10-12 15:58 |  | CR0011;CR0029;FR60 | STANDARD
manual valve | eccentric rotating disc valve | A valve that has a closing member which is an eccentric rotating disc. | no | CFIHOS-30000825 |  | yes | Identified as part of RDL Alignment Activity |  | 2019-10-01 01:48 | 2021-10-12 15:58 |  | CR0011;CR0029;FR60 | STANDARD
piping purge unit | electric piping purge unit | An electrically controlled piping system that is situated within the frame and distributes purge gas inside the frame. | no | CFIHOS-30000826 |  | yes | missing from CFIHOS - in other OO RDLs |  | 2019-10-01 01:48 | 2021-10-12 15:58 |  | CR0015;CR0029;FR60 | STANDARD
heat exchanger | finned tube heat exchanger | A heat exchanger that has finned tubes. | no | CFIHOS-30000827 |  | yes | missing from CFIHOS - in other OO RDLs |  | 2019-10-01 01:48 | 2021-10-12 15:58 |  | CR0013;CR0029;FR60 | STANDARD
riser | flexible riser | A flexible vertical or near vertical pipe for the flow of liquid or gas between the seabed and the surface. | no | CFIHOS-30000828 |  | yes | missing from CFIHOS - in other OO RDLs |  | 2019-10-01 01:48 | 2021-10-12 15:58 |  | CR0015;CR0029;FR60 | STANDARD
instrument equipment | flow meter | A detecting instrument intended to measure and indicate flow rate and/or produce a signal which represents the measured flow rate. | yes | CFIHOS-30000829 |  | no | Owner Operator RDL Alignment |  | 2019-10-01 01:48 | 2021-10-12 15:58 |  | CR0014;CR0029;FR60 | STANDARD
flying lead | flying chemical lead | ROV or diver-mateable flexible leads between subsea equipment items for chemical services. | no | CFIHOS-30000830 |  | yes | missing from CFIHOS - in other OO RDLs |  | 2019-10-01 01:48 | 2021-10-12 15:58 |  | CR0015;CR0029;FR60 | STANDARD
flying lead | flying electrical lead | ROV or diver-mateable flexible leads between subsea equipment items for electrical services. | no | CFIHOS-30000831 |  | yes | missing from CFIHOS - in other OO RDLs |  | 2019-10-01 01:48 | 2021-10-12 15:58 |  | CR0015;CR0029;FR60 | STANDARD
flying lead | flying hydraulic lead | ROV or diver-mateable flexible leads between subsea equipment items for hydraulic services. | no | CFIHOS-30000832 |  | yes | missing from CFIHOS - in other OO RDLs |  | 2019-10-01 01:48 | 2021-10-12 15:58 |  | CR0015;CR0029;FR60 | STANDARD
flying lead | flying optical lead | ROV or diver-mateable flexible leads between subsea equipment items for optical services. | no | CFIHOS-30000833 |  | yes | missing from CFIHOS - in other OO RDLs |  | 2019-10-01 01:48 | 2021-10-12 15:58 |  | CR0015;CR0029;FR60 | STANDARD
chromatograph | gas chromatograph | A chromatograph where gas is injected directly into one or more separation columns. | no | CFIHOS-30000834 |  | yes | Owner Operator RDL Alignment |  | 2019-10-01 01:48 | 2021-10-12 15:58 |  | CR0014;CR0029;FR60 | STANDARD
chromatograph | gas liquid chromatograph | A chromatograph where a liquid sample is injected and evaporated and subsequently carried to one or more separation columns. | no | CFIHOS-30000835 |  | yes | Owner Operator RDL Alignment | liquid chromatograph | 2019-10-01 01:48 | 2021-10-12 15:58 |  | CR0014;CR0029;FR60 | STANDARD
circuit-breaker | gas-blast circuit-breaker | A circuit-breaker in which the arc develops in a blast of gas. | no | CFIHOS-30000836 |  | yes | missing from CFIHOS - in other OO RDLs | gas circuit-breaker; gas circuit breaker | 2019-10-01 01:48 | 2021-10-12 15:58 |  | CR0012;CR0029;FR60 | STANDARD
control valve | gate control valve | A control valve that is a gate valve and an actuated valve. | no | CFIHOS-30000837 |  | yes | Identified as part of RDL Alignment Activity | actuated gate valve | 2019-10-01 01:48 | 2021-10-12 15:58 |  | CR0011;CR0029;FR60 | STANDARD
manual valve | gate valve | A valve that is a valve where the closure member is a gate or disc with a linear motion parallel, or nearly parallel, to the plane of flat seats, which are transverse to the direction of flow. | no | CFIHOS-30000838 |  | yes | Identified as part of RDL Alignment Activity |  | 2019-10-01 01:48 | 2021-10-12 15:58 |  | CR0011;CR0029;FR60 | STANDARD
control valve | globe control valve | A control valve that is a globe valve and an actuated valve. | no | CFIHOS-30000839 |  | yes | Identified as part of RDL Alignment Activity | actuated globe valve | 2019-10-01 01:48 | 2021-10-12 15:58 |  | CR0011;CR0029;FR60 | STANDARD
manual valve | globe valve | A valve that is a valve where the closure member is a disc or piston operating with linear motion normal to the flat or shaped seat. | no | CFIHOS-30000840 |  | yes | Identified as part of RDL Alignment Activity |  | 2019-10-01 01:48 | 2021-10-12 15:58 |  | CR0011;CR0029;FR60 | STANDARD
separator | gravity separator | A separator that is based on the difference in specific gravity for the substances to be separated. | no | CFIHOS-30000841 |  | yes | missing from CFIHOS - in other OO RDLs |  | 2019-10-01 01:48 | 2021-10-12 15:58 |  | CR0013;CR0029;FR60 | STANDARD
piping purge unit | hydraulic piping purge unit | A hydraulically controlled piping system that is situated within the frame and distributes purge gas inside the frame. | no | CFIHOS-30000842 |  | yes | missing from CFIHOS - in other OO RDLs |  | 2019-10-01 01:48 | 2021-10-12 15:58 |  | CR0015;CR0029;FR60 | STANDARD
turbine | hydraulic turbine | A turbine in which liquid forces are driving the rotor by the reaction of acceleration of subject liquid flow in the runner while the pressure drops. | no | CFIHOS-30000843 |  | yes | BP Reliability, TOTAL Physical Class | liquid expander | 2019-10-01 01:48 | 2021-10-12 15:58 |  | CR0009;CR0029;FR60 | STANDARD
corrosion element | linear polarization resistance element | A detecting element intended to measure corrosion using electrical conductivity. | no | CFIHOS-30000844 |  | yes | Requested by Total | LPR corrosion probe | 2019-10-01 01:48 | 2021-10-12 15:58 |  | CR0014;CR0029;FR60 | STANDARD
general instrument | manual switch | A switch which is operated by a person. | no | CFIHOS-30000847 |  | yes |  |  | 2019-10-01 01:48 | 2021-10-12 15:58 |  | CR0005;CR0030;CR0029;FR60 | STANDARD
control valve | multiple orifice on-off valve | A valve not designed to regulate flow (e.g. on/off). A valve with multiple orifices or flow-restriction device to control fluid flow. Includes an actuator that needs auxiliary power to operate. | no | CFIHOS-30000848 |  | yes | Identified as part of RDL Alignment Activity | multiple orifice valve | 2019-10-01 01:48 | 2021-10-12 15:58 |  | CR0011;CR0029;CR0032;FR60 | STANDARD
control valve | multiport on-off valve | A valve not designed to regulate flow (e.g. on/off). A multi port valve which has the possibility of multiple distinct paths for flow through it. Includes an actuator that needs auxiliary power to operate. | no | CFIHOS-30000849 |  | yes | Identified as part of RDL Alignment Activity | multi port on-off valve | 2019-10-01 01:48 | 2021-10-12 15:58 |  | CR0011;CR0029;CR0032;FR60 | STANDARD
manual valve | multiport valve | A valve that has three or more ports arranged to switch flow. | no | CFIHOS-30000850 |  | yes | Identified as part of RDL Alignment Activity | multi port valve | 2019-10-01 01:48 | 2021-10-12 15:58 |  | CR0011;CR0029;FR60 | STANDARD
control valve | needle control valve | A needle valve that is equipped with an actuator that manipulates a stream of fluid in the response to a signal from an external sensing element and with input of energy from an external source. | no | CFIHOS-30000851 |  | yes | Identified as part of RDL Alignment Activity | actuated needle valve | 2019-10-01 01:48 | 2021-10-12 15:58 |  | CR0011;CR0029;FR60 | STANDARD
manual valve | needle valve | A globe valve that has a closure member with the shape of a conical plug (needle) which closes into a small seat. | no | CFIHOS-30000852 |  | yes | Identified as part of RDL Alignment Activity |  | 2019-10-01 01:48 | 2021-10-12 15:58 |  | CR0011;CR0029;FR60 | STANDARD
transmitter | nucleonic level transmitter | A level transmitter that is producing a standardized electrical output signal based on the input signal from a nucleonic level detector. | no | CFIHOS-30000853 |  | yes | Owner Operator RDL Alignment | nuclear level transmitter | 2019-10-01 01:48 | 2021-10-12 15:58 |  | CR0014;CR0029;FR60 | STANDARD
circuit-breaker | oil circuit-breaker | A circuit-breaker in which the contacts open and close in oil. | no | CFIHOS-30000854 |  | yes | missing from CFIHOS - in other OO RDLs | liquid circuit-breaker; liquid circuit breaker | 2019-10-01 01:48 | 2021-10-12 15:58 |  | CR0012;CR0029;FR60 | STANDARD
corrosion element | oxidation reduction potential element | An element designed to measure an oxidation reduction potential (ORP). | no | CFIHOS-30000855 |  | yes |  | ORP element; electrical resistance element | 2019-10-01 01:48 | 2021-10-12 15:58 |  | CR0005;CR0014;CR0029;CR0030;FR60;FR74 | STANDARD
relief valve | pilot operated relief valve | A pressure relief valve that uses a pilot valve to indirectly activate the main valve. | no | CFIHOS-30000856 |  | yes | Identified as part of RDL Alignment Activity | pilot operated pressure safety valve | 2019-10-01 01:48 | 2021-10-12 15:58 |  | CR0011;CR0029;FR60 | STANDARD
check valve | piston check valve | A lift check valve that has a free gravity or spring loaded piston type closure member. | no | CFIHOS-30000857 |  | yes | Identified as part of RDL Alignment Activity |  | 2019-10-01 01:48 | 2021-10-12 15:58 |  | CR0011;CR0029;FR60 | STANDARD
flow element | pitot tube flow meter | A differential pressure flow meter utilizing a pitot tube (a probe with an open tip) that is inserted into the flow field. | no | CFIHOS-30000858 |  | yes | Owner Operator RDL Alignment | pitot tube flow element | 2019-10-01 01:48 | 2021-10-12 15:58 |  | CR0014;CR0029;FR60 | STANDARD
control valve | plug control valve | A control valve that is also a plug valve and an actuated valve. | no | CFIHOS-30000859 |  | yes | Identified as part of RDL Alignment Activity | actuated plug valve | 2019-10-01 01:48 | 2021-10-12 15:58 |  | CR0011;CR0029;FR60 | STANDARD
manual valve | plug valve | A rotary valve that has a quarter turn action in which the closure member is a cylindrical or tapered plug which operates by rotating on its axis and sealing against a downstream seat. | no | CFIHOS-30000860 |  | yes | Identified as part of RDL Alignment Activity |  | 2019-10-01 01:48 | 2021-10-12 15:58 |  | CR0011;CR0029;FR60 | STANDARD
relief valve | pressure-vacuum relief valve | A pressure relief valve that is intended to release excess pressure or admit pressure to prevent a vacuum forming when filling or emptying a pipeline or tank. | no | CFIHOS-30000861 |  | yes | Identified as part of RDL Alignment Activity |  | 2019-10-01 01:48 | 2021-10-12 15:58 |  | CR0011;CR0029;FR60 | STANDARD
pump | reciprocating pump | A positive displacement pump which contains a displacing element intended to be moved in a reciprocating movement to exert pressure on a fluid, typically moving within a cylindrical space. | no | CFIHOS-30000862 |  | yes | BP Reliability |  | 2019-10-01 01:48 | 2021-10-12 15:58 |  | CR0009;CR0029;FR60;FR74 | STANDARD
riser | rigid riser | A rigid vertical or near vertical pipe for the flow of liquid or gas between the seabed and the surface. | no | CFIHOS-30000863 |  | yes | missing from CFIHOS - in other OO RDLs |  | 2019-10-01 01:48 | 2021-10-12 15:58 |  | CR0015;CR0029;FR60 | STANDARD
pump | rotary pump | A positive displacement pump that consists of a chamber containing gears, cams, screws, vanes, plungers or similar elements actuated by relative rotation of the drive shaft or casing and which has no separate inlet and outlet valves. | no | CFIHOS-30000864 |  | yes | BP Reliability |  | 2019-10-01 01:48 | 2021-10-12 15:58 |  | CR0009;CR0029;FR60;FR74 | STANDARD
control valve | slide control valve | A slide valve that is equipped with an actuator that manipulates a stream of fluid in the response to a signal from an external sensing element and with input of energy from an external source. | no | CFIHOS-30000865 |  | yes | Identified as part of RDL Alignment Activity | actuated slide valve | 2019-10-01 01:48 | 2021-10-12 15:58 |  | CR0011;CR0029;FR60 | STANDARD
manual valve | slide valve | A valve that opens and closes a passageway by sliding over a port. | no | CFIHOS-30000866 |  | yes | Identified as part of RDL Alignment Activity |  | 2019-10-01 01:48 | 2021-10-12 15:58 |  | CR0011;CR0029;FR60 | STANDARD
heat exchanger | spiral heat exchanger | A container intended for storage and/or processing of fluids. Relates to Spiral Plate Heat Exchanger. | no | CFIHOS-30000867 |  | yes | missing from CFIHOS - in other OO RDLs |  | 2019-10-01 01:48 | 2021-10-12 15:58 |  | CR0013;CR0029;FR60 | STANDARD
distillation column | stabilizer column | A column which transforms a material from an unstable state to a more stable state; for fluids typically by removing volatile components from a mixture. | no | CFIHOS-30000868 |  | yes | missing from CFIHOS - in other OO RDLs |  | 2019-10-01 01:48 | 2021-10-12 15:58 |  | CR0013;CR0029;FR60 | STANDARD
distillation column | stripper column | A distillation column intended to remove light components from a fluid. | no | CFIHOS-30000869 |  | yes | missing from CFIHOS - in other OO RDLs |  | 2019-10-01 01:48 | 2021-10-12 15:58 |  | CR0013;CR0028;CR0029;FR60 | STANDARD
electrical connector | submersible connector | An electrical connector capable of withstanding submersion to a specified depth. | no | CFIHOS-30000870 |  | yes | match tag and equipment classes |  | 2019-10-01 01:48 | 2021-10-12 15:58 |  | CR0012;CR0029;FR60 | STANDARD
check valve | swing check valve | A check valve that is a check valve where the closure member is a disc which swings freely on a hinge and which opens automatically when flow is established and closes automatically when flow ceases or is reversed. | no | CFIHOS-30000873 |  | yes | Identified as part of RDL Alignment Activity | axial flow check valve | 2019-10-01 01:48 | 2021-10-12 15:58 |  | CR0011;CR0029;FR60 | STANDARD
circuit-breaker | vacuum circuit-breaker | A circuit-breaker in which the contacts open and close within a highly evacuated envelope. | no | CFIHOS-30000874 |  | yes | missing from CFIHOS - in other OO RDLs | vacuum circuit breaker | 2019-10-01 01:48 | 2021-10-12 15:58 |  | CR0012;CR0029;FR60 | STANDARD
distillation column | vacuum column | A distillation column intended to withstand outside pressure. | no | CFIHOS-30000875 |  | yes | missing from CFIHOS - in other OO RDLs |  | 2019-10-01 01:48 | 2021-10-12 15:58 |  | CR0013;CR0029;FR60 | STANDARD
check valve | wafer check valve | A wafer pattern valve that is a check valve with a wafer pattern valve body. | no | CFIHOS-30000876 |  | yes | Identified as part of RDL Alignment Activity |  | 2019-10-01 01:48 | 2021-10-12 15:58 |  | CR0011;CR0029;FR60 | STANDARD
transformer | wet transformer | A power transformer of which the magnetic circuit and windings are immersed in oil. | no | CFIHOS-30000877 |  | yes | missing from CFIHOS - in other OO RDLs |  | 2019-10-01 01:48 | 2021-10-12 15:58 |  | CR0012;CR0029;FR60 | STANDARD
IT and telecom equipment | acoustic enclosure | An enclosure that totally or partially surrounds an item in order to reduce its emitted noise. | no | CFIHOS-30000878 |  | yes | Requested by bp as part of owner operators alignment |  | 2020-11-23 14:59 | 2021-10-12 15:58 |  | CR0031;FR60 | STANDARD
piping and pipeline equipment | air trap | A trap which, by a water seal, prevents foul air from rising from sinks, wash basins, drains, sewers etc. | no | CFIHOS-30000879 |  | yes | Requested by bp as part of owner operators alignment |  | 2020-11-23 15:00 | 2021-10-12 15:58 |  | CR0031;FR60 | STANDARD
electrical equipment class | aircraft warning light | A system or device mounted on radio masts, towers and other tall structures intended to assist navigators in determining their position or safe course, or to warn them of dangers or obstructions to navigation. | no | CFIHOS-30000880 |  | yes | Requested by bp as part of owner operators alignment |  | 2020-11-23 15:01 | 2021-10-12 15:58 |  | CR0031;FR60 | STANDARD
electrical equipment class | constant volume regulator | A regulator ensuring constant volume in a HVAC system to reduce noise | no | CFIHOS-30000882 |  | yes | Requested by bp as part of owner operators alignment |  | 2020-11-23 15:52 | 2021-10-12 15:58 |  | CR0031;FR60 | STANDARD
other mechanical equipment | cooling coil | A pipe coil in which heat is transferred from the material or space cooled to the primary refrigerant. | no | CFIHOS-30000883 |  | yes | Requested by bp as part of owner operators alignment |  | 2020-11-23 15:54 | 2021-10-12 15:58 |  | CR0031;FR60 | STANDARD
infrastructure | culvert | Structure to allow water or a pipeline to pass under a road/railway through a pipe or concrete tube. Typically if span greater than 12ft (3.7m) then structure is a bridge | no | CFIHOS-30000884 |  | yes | Requested by bp as part of owner operators alignment |  | 2020-11-23 16:04 | 2021-10-12 15:58 |  | CR0031;FR60 | STANDARD
piping and pipeline equipment | descent device | A device that provides a safe and rapid method of descent in case of an emergency situation requiring evacuation. | no | CFIHOS-30000886 |  | yes | Requested by bp as part of owner operators alignment |  | 2020-11-23 16:04 | 2021-10-12 15:58 |  | CR0031;FR60 | STANDARD
piping and pipeline equipment | drain port | A drain port is a collection port that can be installed in pressure sensing lines for transmitters, steam lines, etc. to be able to remove liquids from the system that otherwise would create problems for the instruments. | no | CFIHOS-30000887 |  | yes | Requested by bp as part of owner operators alignment |  | 2020-11-23 16:04 | 2021-10-12 15:58 |  | CR0031;FR60;FR52 | STANDARD
piping and pipeline equipment | drain pot | A 'liquid outlet port' that allows liquid to leave a container under gravity | no | CFIHOS-30000888 |  | yes | Requested by bp as part of owner operators alignment |  | 2020-11-23 16:04 | 2021-10-12 15:58 |  | CR0031;FR60 | STANDARD
electrical equipment class | electrical control panel | A 'control panel' intended for electrical apparatus. | no | CFIHOS-30000889 |  | yes | CFIHOS definition of control panel is limited to instruments | lighting panel | 2020-11-23 16:04 | 2021-10-14 11:16 |  | CR0031;FR60;FR52 | STANDARD
health, safety and environment equipment class | emergency grab bag | A artefact that is a an assembly of items required in the case of an emergency contained in a bag or some other container. | no | CFIHOS-30000890 |  | yes | Requested by bp as part of owner operators alignment |  | 2020-11-23 16:04 | 2021-10-12 15:58 |  | CR0031;FR60 | STANDARD
other mechanical equipment | evaporator | A heat exchanger that is intended to evaporate moisture or solvents in order to obtain a concentrate. | no | CFIHOS-30000891 |  | yes | Requested by bp as part of owner operators alignment |  | 2020-11-23 16:04 | 2021-10-12 15:58 |  | CR0031;FR60 | STANDARD
other mechanical equipment | expansion device | A pressure decrease device where the lower pressure is obtained by causing something to occupy or contain a larger space, or by acquiring greater volume. | no | CFIHOS-30000892 |  | yes | Requested by bp as part of owner operators alignment |  | 2020-11-23 16:04 | 2021-10-12 15:58 |  | CR0031;FR60 | STANDARD
miscellaneous equipment | fitness equipment | An 'equipment class' that is a class of devices whose members can be used in a fitness centre. | no | CFIHOS-30000893 |  | yes | Requested by bp as part of owner operators alignment |  | 2020-11-23 16:04 | 2021-10-12 15:58 |  | CR0031;FR60 | STANDARD
other mechanical equipment | furnace | A physical object that is intended to induce a reaction in a process fluid by heating it. | no | CFIHOS-30000894 |  | yes | Requested by bp as part of owner operators alignment |  | 2020-11-23 16:04 | 2021-10-12 15:58 |  | CR0031;FR60 | STANDARD
other mechanical equipment | heating coil | A fluid heater that is a coiled tube where heat is transferred from an internal heating medium to a surrounding substance. | no | CFIHOS-30000896 |  | yes | Requested by bp as part of owner operators alignment |  | 2020-11-23 16:04 | 2021-10-12 15:58 |  | CR0031;FR60 | STANDARD
electrical equipment class | intrinsically safe barrier | A current limiter that limits the power (energy) which can be delivered from a safe area into a hazardous area. | no | CFIHOS-30000897 |  | no | Requested by bp as part of owner operators alignment |  | 2020-11-23 16:04 | 2021-10-12 15:58 |  | CR0031;FR60 | STANDARD
health, safety and environment equipment class | line throwing appliance | An artefact that is intended to pass a line accurately and quickly. | no | CFIHOS-30000900 |  | yes | Requested by bp as part of owner operators alignment |  | 2020-11-23 16:04 | 2021-10-14 11:17 |  | CR0031;FR60 | STANDARD
piping and pipeline equipment | manway | A place which is a passage or a way of exit or entrance. | no | CFIHOS-30000901 |  | yes | Requested by bp as part of owner operators alignment |  | 2020-11-23 16:04 | 2021-10-12 15:58 |  | CR0031;FR60 | STANDARD
IT and telecom equipment | meteorological equipment | An 'equipment class' that is a class of devices engaged in meteorological observations. | no | CFIHOS-30000903 |  | yes | Requested by bp as part of owner operators alignment |  | 2020-11-23 16:04 | 2021-10-12 15:58 |  | CR0031;FR60 | STANDARD
instrument equipment | metering station | A device that is capable of three-phase metering of liquid, oil and gas. | no | CFIHOS-30000904 |  | yes | Requested by bp as part of owner operators alignment |  | 2020-11-23 16:04 | 2021-10-12 15:58 |  | CR0031;FR60 | STANDARD
other mechanical equipment | modulating damper | A gas flow damper that is able to stay in any position between fully open and fully closed. | no | CFIHOS-30000905 |  | yes | Requested by bp as part of owner operators alignment |  | 2020-11-23 16:04 | 2021-10-12 15:58 |  | CR0031;FR60 | STANDARD
IT and telecom equipment | network | An interconnected chain or system of immaterial things | no | CFIHOS-30000906 |  | no | Requested by bp as part of owner operators alignment |  | 2020-11-23 16:04 | 2021-10-12 15:58 |  | CR0031;FR60 | STANDARD
lifting device | pedestal | A support-item that is the base or foot of a column or other upright structure. | no | CFIHOS-30000908 |  | yes | Requested by bp as part of owner operators alignment |  | 2020-11-23 16:04 | 2021-10-12 15:58 |  | CR0031;FR60 | STANDARD
instrument equipment | remote-operated control unit | A process control unit that can be operated in remote. | no | CFIHOS-30000912 |  | yes | Requested by bp as part of owner operators alignment |  | 2020-11-23 16:04 | 2021-10-12 15:58 |  | CR0031;FR60 | STANDARD
drilling equipment | rotary table | A 'well drilling system' and an 'artefact' in which the torque is transferred to the drill string using rotary table and kelly. | no | CFIHOS-30000915 |  | yes | Requested by bp as part of owner operators alignment |  | 2020-11-23 16:04 | 2021-10-12 15:58 |  | CR0031;FR60 | STANDARD
health, safety and environment equipment class | safety display plan | An information object that indicates the location of safety signs and other relevant safety information. | no | CFIHOS-30000916 |  | yes | Requested by bp as part of owner operators alignment |  | 2020-11-23 16:04 | 2021-10-12 15:58 |  | CR0031;FR60 | STANDARD
health, safety and environment equipment class | safety sign | An information object with a symbol representing some hazard or safety information. | no | CFIHOS-30000917 |  | yes | Requested by bp as part of owner operators alignment |  | 2020-11-23 16:04 | 2021-10-12 15:58 |  | CR0031;FR60 | STANDARD
piping and pipeline equipment | sample connection point | A connection point intended for collection of samples | no | CFIHOS-30000918 |  | yes | Requested by bp as part of owner operators alignment |  | 2020-11-23 16:04 | 2021-10-12 15:58 |  | CR0031;FR60 | STANDARD
drilling equipment | slips | A physical object that consists of wedge-shaped pieces of metal loosely joined together and fitted into a bushing to support a string of pipe. The slips have gripping elements to prevent the pipe from slipping down the drilling hole. | no | CFIHOS-30000919 |  | yes | Requested by bp as part of owner operators alignment |  | 2020-11-23 16:04 | 2021-10-12 15:58 |  | CR0031;FR60 | STANDARD
infrastructure | storm water drain | Pipework/channel/scupper designed to flow storm water (i.e. arising from atmospheric precipitation) from source areas on site to a discharge or outflow point (excludes drainage from bunded area) | no | CFIHOS-30000920 |  | yes | Requested by bp as part of owner operators alignment |  | 2020-11-23 16:04 | 2021-10-12 15:58 |  | CR0031;FR60 | STANDARD
health, safety and environment equipment class | stretcher | An artefact which is a framework of poles, canvas, etc. for carrying a sick, injured or wounded person. | no | CFIHOS-30000921 |  | yes | Requested by bp as part of owner operators alignment |  | 2020-11-23 16:04 | 2021-10-12 15:58 |  | CR0031;FR60 | STANDARD
subsea infrastructure | subsea cable | An electric cable intended for underwater installation | no | CFIHOS-30000923 |  | yes | Requested by bp as part of owner operators alignment |  | 2020-11-23 16:04 | 2021-10-12 15:58 |  | CR0031;FR60 | STANDARD
subsea infrastructure | subsea configuration plate | Also known as a logic plate, is a hydraulic stab plate where spare lines are routed to along with the production lines of the distribution system to provide reconfiguration contingency at strategic locations. | no | CFIHOS-30000924 |  | yes | Requested by bp as part of owner operators alignment |  | 2020-11-23 16:04 | 2021-10-12 15:58 |  | CR0031;FR60 | STANDARD
instrument equipment | system panel | An instrument panel dedicated to a particular system. | no | CFIHOS-30000925 |  | yes | Requested by bp as part of owner operators alignment |  | 2020-11-23 16:04 | 2021-10-12 15:58 |  | CR0031;FR60 | STANDARD
electrical equipment class | thyristor control panel | A 'control panel' that contains devices required for the operation of 'thyristors' | no | CFIHOS-30000926 |  | yes | CFIHOS definition of control panel is limited to instruments |  | 2020-11-23 16:04 | 2021-10-12 15:58 |  | CR0031;FR60 | STANDARD
drilling equipment | top drive drilling system | A well drilling system and an artefact in which the motor which turns the drill string is connected to the upper end of the string and moves downwardly with the drill string during the drilling operation. | no | CFIHOS-30000928 |  | yes | Requested by bp as part of owner operators alignment |  | 2020-11-23 16:04 | 2021-10-12 15:58 |  | CR0031;FR60 | STANDARD
piping and pipeline equipment | turret | Equipment installed subsea related to a ships turret system | no | CFIHOS-30000930 |  | yes | Requested by bp as part of owner operators alignment |  | 2020-11-23 16:04 | 2021-10-12 15:58 |  | CR0031;FR60 | STANDARD
health, safety and environment equipment class | twin agent skid | A skid assembly that supports a Twin Agent Fire Extinguishing System (TAFES). | no | CFIHOS-30000931 |  | yes | Requested by bp as part of owner operators alignment |  | 2020-11-23 16:04 | 2021-10-12 15:58 |  | CR0031;FR60 | STANDARD
piping and pipeline equipment | vent head | A breather that discharges gas to the atmosphere at low velocity, and that is intended for vertical connection to a vent pipe | no | CFIHOS-30000932 |  | yes | Requested by bp as part of owner operators alignment |  | 2020-11-23 16:04 | 2021-10-12 15:58 |  | CR0031;FR60 | STANDARD
health, safety and environment equipment class | water mist skid | A skid assembly containing the units required to operate a water mist system. | no | CFIHOS-30000934 |  | yes | Requested by bp as part of owner operators alignment |  | 2020-11-23 16:04 | 2021-10-12 15:58 |  | CR0031;FR60 | STANDARD
infrastructure | window | A device which is an opening especially in the wall of a building for admission of light and air that is usually closed by casements or sashes containing transparent material (as glass) | no | CFIHOS-30000935 |  | yes | Requested by bp as part of owner operators alignment |  | 2020-11-23 16:04 | 2021-10-12 15:58 |  | CR0031;FR60 | STANDARD
infrastructure | bridge bearing | A device to permit relative movement between a bridge and its support generally requiring periodic inspection and maintenance | no | CFIHOS-30000936 |  | yes | Requested by bp as part of owner operators alignment |  | 2021-10-07 17:19 | 2021-10-12 15:58 |  | FR52 | STANDARD
electrical equipment class | cable tray | A unit or assembly of units or sections and associated fittings forming a rigid structural system used to securely fasten or support cables and raceways. | no | CFIHOS-30000937 |  | yes | Requested by bp as part of owner operators alignment |  | 2021-10-07 17:19 | 2021-10-12 15:58 |  | FR52 | STANDARD
lifting device | container | A physical object intended to contain something. | no | CFIHOS-30000939 |  | yes | Requested by bp as part of owner operators alignment |  | 2021-10-07 17:19 | 2021-10-12 15:58 |  | FR52 | STANDARD
other mechanical equipment | crusher | A mill that uses pressure or impact to reduce the particle size of solid materials. | no | CFIHOS-30000940 |  | yes | Requested by bp as part of owner operators alignment |  | 2021-10-07 17:19 | 2021-10-12 15:58 |  | FR52 | STANDARD
other mechanical equipment | hydraulic power unit | A unit minimum consisting of a engine driven hydraulic pump and a reservoir which is delivering hydraulic energy to one or more consumers | no | CFIHOS-30000942 |  | yes | Requested by ExxonMobil as part of owner operators alignment |  | 2021-10-07 17:19 | 2021-10-12 15:58 |  | FR52 | STANDARD
general instrument | interface card | A distribution board (network card) that is intended for communication between systems, to part of a system or to a computer network. | no | CFIHOS-30000943 |  | yes | Requested by bp as part of owner operators alignment | input-output circuit board; network card | 2021-10-07 17:19 | 2021-10-12 15:58 |  | FR52 | STANDARD
piping and pipeline equipment | lightning arrestor | A lightning arrestor is a device used on electric power systems and telecommunication systems to protect the insulation and conductors of the system from the damaging effects of lightning. | no | CFIHOS-30000944 |  | yes | Requested by ExxonMobil as part of owner operators alignment |  | 2021-10-07 17:19 | 2021-10-12 15:58 |  | FR52 | STANDARD
detecting element | meteorological sensor | An 'equipment class' that is a class of devices engaged in meteorological observations | no | CFIHOS-30000945 |  | yes | Requested by bp as part of owner operators alignment |  | 2021-10-07 17:19 | 2021-10-12 15:58 |  | FR52 | STANDARD
piping and pipeline equipment | piping speciality item | Piping speciality item is an inline piping component that is not pre-defined within the existing piping specification | no | CFIHOS-30000947 |  | yes | Requested by ExxonMobil as part of owner operators alignment |  | 2021-10-07 17:19 | 2021-10-12 15:58 |  | FR52 | STANDARD
IT and telecom equipment | signal receiver | A physical object that is capable of receiving a signal and where the signal can be stored, recorded or converted into a useful form. | no | CFIHOS-30000951 |  | yes | Requested by ExxonMobil as part of owner operators alignment |  | 2021-10-07 17:19 | 2021-10-12 15:58 |  | FR52 | STANDARD
subsea equipment class | subsea power and communication unit | A topside unit providing electrical power and communications to the subsea control and monitoring equipment | no | CFIHOS-30000953 |  | yes | Requested by ExxonMobil and Total as part of owner operators alignment |  | 2021-10-07 17:19 | 2021-10-12 15:58 |  | FR52 | STANDARD
subsea equipment class | subsea suction pile | Suction piles are a form of fixed platform anchor in the form of an open bottomed tube embedded in the sediment and sealed at the top while in use so that lifting forces generate a pressure differential which holds the caisson down | no | CFIHOS-30000954 |  | yes | Requested by ExxonMobil as part of owner operators alignment |  | 2021-10-07 17:19 | 2021-10-14 11:18 |  | FR52 | STANDARD
piping and pipeline equipment | tap | A fluid regulator that controls the flow of liquid or gas from a pipe or container. Taps are often attached to a sink or bath. | no | CFIHOS-30000955 |  | yes | Requested by ExxonMobil as part of owner operators alignment |  | 2021-10-07 17:19 | 2021-10-12 15:58 |  | FR52 | STANDARD
piping and pipeline equipment | tree cap | A tree cap is a barrier to keep the subsea environment clean in case of any leaks above the annulus or production swab valves. It includes a mechanism to indicate the metal seals have been set within the seal bore of subsea tree. | no | CFIHOS-30000956 |  | yes | Requested by ExxonMobil as part of owner operators alignment |  | 2021-10-07 17:19 | 2021-10-12 15:58 |  | FR52 | STANDARD
electrical equipment class | voltage regulator | A regulator designed to automatically maintain a constant voltage level. | no | CFIHOS-30000957 |  | yes | Requested by ExxonMobil as part of owner operators alignment | voltage regulator diode | 2021-10-07 17:19 | 2021-10-12 15:58 |  | FR52 | STANDARD

## tag class properties
tag class name | tag class CFIHOS unique id | tag property name | tag property CFIHOS unique id | SI unit of measure code | imperial unit of measure code | source standard code | source standard section | property name in source standard | status | change request number | created date | modified date | terminated date
absolute pressure transmitter | CFIHOS-30000395 | explosion protection gas group | CFIHOS-40000110 |  |  | IEC 60529:2013 |  |  | STANDARD | CR0002;FR60 | 2017-02-13 22:35 | 2021-10-11 09:54
absolute pressure transmitter | CFIHOS-30000395 | explosion protection temperature class | CFIHOS-40000112 |  |  | IEC 60529:2013 |  |  | STANDARD | CR0002;FR60 | 2017-02-13 22:35 | 2021-10-11 09:54
absolute pressure transmitter | CFIHOS-30000395 | explosion protection zone | CFIHOS-40000113 |  |  | IEC 60529:2013 |  |  | STANDARD | CR0002;FR60 | 2017-02-13 22:35 | 2021-10-11 09:54
absolute pressure transmitter | CFIHOS-30000395 | safety integrity level | CFIHOS-40000579 | [5 empty] | STANDARD | CR0029 | 2019-10-01 02:04 | 2021-10-11 09:54
absorber column | CFIHOS-30000800 | bottom section normal operating pressure | CFIHOS-40000026 | BRG | 64 |  |  |  | STANDARD | CR0029;CR0032 | 2019-10-01 02:04 | 2021-10-11 09:54
absorber column | CFIHOS-30000800 | bottom section normal operating temperature | CFIHOS-40000027 | CEL | FAH |  |  |  | STANDARD | CR0029;CR0032 | 2019-10-01 02:04 | 2021-10-11 09:54
absorber column | CFIHOS-30000800 | design specification | CFIHOS-40000487 | [5 empty] | STANDARD | CR0029 | 2019-10-01 02:04 | 2021-10-11 09:54
absorber column | CFIHOS-30000800 | external coating specification | CFIHOS-40000613 | [5 empty] | STANDARD | CR0029 | 2019-10-01 02:04 | 2021-10-11 09:54
absorber column | CFIHOS-30000800 | external insulation type | CFIHOS-40000114 |  |  | ASME BPVC Section VIII |  |  | STANDARD | CR0029;FR60 | 2019-10-01 02:04 | 2021-10-11 09:54
absorber column | CFIHOS-30000800 | fluid name | CFIHOS-40000132 | [5 empty] | STANDARD | CR0029 | 2019-10-01 02:04 | 2021-10-11 09:54
absorber column | CFIHOS-30000800 | insulation code | CFIHOS-40000178 | [5 empty] | STANDARD | CR0029 | 2019-10-01 02:04 | 2021-10-11 09:54
absorber column | CFIHOS-30000800 | intermediate section normal operating pressure | CFIHOS-40000184 | BRG | 64 |  |  |  | STANDARD | CR0029;CR0032 | 2019-10-01 02:04 | 2021-10-11 09:54
absorber column | CFIHOS-30000800 | intermediate section normal operating temperature | CFIHOS-40000185 | CEL | FAH |  |  |  | STANDARD | CR0029;CR0032 | 2019-10-01 02:04 | 2021-10-11 09:54
absorber column | CFIHOS-30000800 | top section normal operating pressure | CFIHOS-40000420 | BRG | 64 |  |  |  | STANDARD | CR0029;CR0032 | 2019-10-01 02:04 | 2021-10-11 09:54
absorber column | CFIHOS-30000800 | top section normal operating temperature | CFIHOS-40000421 | CEL | FAH |  |  |  | STANDARD | CR0029;CR0032 | 2019-10-01 02:04 | 2021-10-11 09:54
absorber column | CFIHOS-30000800 | upper limit design pressure | CFIHOS-40000535 | BRG | 64 |  |  |  | STANDARD | CR0029;CR0032 | 2019-10-01 02:04 | 2021-10-11 09:54
absorber column | CFIHOS-30000800 | upper limit design temperature | CFIHOS-40000536 | CEL | FAH |  |  |  | STANDARD | CR0029;CR0032 | 2019-10-01 02:04 | 2021-10-11 09:54
accumulator | CFIHOS-30000315 | coil normal operating pressure | CFIHOS-40000042 | [5 empty] | TERMINATED | CR0028 | 2017-02-13 22:35 | 2021-10-11 09:54 | 2021-10-11 09:54
accumulator | CFIHOS-30000315 | coil normal operating temperature | CFIHOS-40000043 | [5 empty] | TERMINATED | CR0028 | 2017-02-13 22:35 | 2021-10-11 09:54 | 2021-10-11 09:54
accumulator | CFIHOS-30000315 | design specification | CFIHOS-40000487 | [5 empty] | STANDARD | CR0028 | 2019-05-14 09:39 | 2021-10-11 09:54
accumulator | CFIHOS-30000315 | external coating specification | CFIHOS-40000613 | [5 empty] | STANDARD | CR0028 | 2019-05-14 09:39 | 2021-10-11 09:54
accumulator | CFIHOS-30000315 | external insulation type | CFIHOS-40000114 |  |  | ASME BPVC Section VIII |  |  | STANDARD | V1.2 | 2017-02-13 22:35 | 2021-10-11 09:54
accumulator | CFIHOS-30000315 | fluid name | CFIHOS-40000132 | [5 empty] | STANDARD | CR0028 | 2019-05-14 09:39 | 2021-10-11 09:54
accumulator | CFIHOS-30000315 | internal insulation type | CFIHOS-40000187 | [5 empty] | TERMINATED | CR0028 | 2017-02-13 22:35 | 2021-10-11 09:54 | 2021-10-11 09:54
accumulator | CFIHOS-30000315 | jacket normal operating pressure | CFIHOS-40000196 | [5 empty] | TERMINATED | CR0028 | 2017-02-13 22:35 | 2021-10-11 09:54 | 2021-10-11 09:54
accumulator | CFIHOS-30000315 | jacket normal operating temperature | CFIHOS-40000197 | [5 empty] | TERMINATED | CR0028 | 2017-02-13 22:35 | 2021-10-11 09:54 | 2021-10-11 09:54
accumulator | CFIHOS-30000315 | lower limit operating pressure | CFIHOS-40000556 | [5 empty] | STANDARD | CR0028 | 2019-05-14 09:39 | 2021-10-11 09:54
accumulator | CFIHOS-30000315 | lower limit operating temperature | CFIHOS-40000504 | CEL | FAH |  |  |  | STANDARD | CR0032 | 2017-02-13 22:35 | 2021-10-11 09:54
accumulator | CFIHOS-30000315 | minimum design metal temperature | CFIHOS-40000232 | [5 empty] | TERMINATED | CR0028 | 2017-02-13 22:35 | 2021-10-11 09:54 | 2021-10-11 09:54
accumulator | CFIHOS-30000315 | orientation | CFIHOS-40000561 | [5 empty] | STANDARD | CR0028 | 2019-05-14 09:39 | 2021-10-11 09:54
accumulator | CFIHOS-30000315 | product stored | CFIHOS-40000322 | [5 empty] | TERMINATED | CR0028 | 2017-02-13 22:35 | 2021-10-11 09:54 | 2021-10-11 09:54
accumulator | CFIHOS-30000315 | relief valve set pressure | CFIHOS-40000336 | [5 empty] | TERMINATED | CR0028 | 2017-02-13 22:35 | 2021-10-11 09:54 | 2021-10-11 09:54
accumulator | CFIHOS-30000315 | shell normal external operating pressure | CFIHOS-40000356 | [5 empty] | TERMINATED | CR0028 | 2017-02-13 22:35 | 2021-10-11 09:54 | 2021-10-11 09:54
accumulator | CFIHOS-30000315 | shell normal internal operating pressure | CFIHOS-40000357 | [5 empty] | TERMINATED | CR0028 | 2017-02-13 22:35 | 2021-10-11 09:54 | 2021-10-11 09:54
accumulator | CFIHOS-30000315 | shell normal operating temperature | CFIHOS-40000358 | [5 empty] | TERMINATED | CR0028 | 2017-02-13 22:35 | 2021-10-11 09:54 | 2021-10-11 09:54
accumulator | CFIHOS-30000315 | test medium | CFIHOS-40000412 | [5 empty] | TERMINATED | CR0028 | 2017-02-13 22:35 | 2021-10-11 09:54 | 2021-10-11 09:54
accumulator | CFIHOS-30000315 | test pressure | CFIHOS-40000532 | [5 empty] | TERMINATED | CR0028 | 2017-02-13 22:35 | 2021-10-11 09:54 | 2021-10-11 09:54
accumulator | CFIHOS-30000315 | upper limit design pressure | CFIHOS-40000535 | BRG | 64 |  |  |  | STANDARD | CR0032 | 2017-02-13 22:35 | 2021-10-11 09:54
accumulator | CFIHOS-30000315 | upper limit design temperature | CFIHOS-40000536 | CEL | FAH |  |  |  | STANDARD | CR0032 | 2017-02-13 22:35 | 2021-10-11 09:54
accumulator | CFIHOS-30000315 | upper limit operating pressure | CFIHOS-40000537 | BRG | 64 |  |  |  | STANDARD | CR0028;CR0032 | 2019-05-14 09:39 | 2021-10-11 09:54
accumulator | CFIHOS-30000315 | upper limit operating temperature | CFIHOS-40000538 | CEL | FAH |  |  |  | STANDARD | CR0032 | 2017-02-13 22:35 | 2021-10-11 09:54
actuator | CFIHOS-30000607 | explosion protection gas group | CFIHOS-40000110 | [5 empty] | STANDARD | CR0028 | 2019-05-14 09:39 | 2021-10-11 09:54
actuator | CFIHOS-30000607 | explosion protection temperature class | CFIHOS-40000112 | [5 empty] | STANDARD | CR0028 | 2019-05-14 09:39 | 2021-10-11 09:54
actuator | CFIHOS-30000607 | explosion protection zone | CFIHOS-40000113 | [5 empty] | STANDARD | CR0028 | 2019-05-14 09:39 | 2021-10-11 09:54
adaptor connector | CFIHOS-30000801 | explosion protection gas group | CFIHOS-40000110 | [5 empty] | STANDARD | CR0029 | 2019-10-01 02:04 | 2021-10-11 09:54
adaptor connector | CFIHOS-30000801 | explosion protection temperature class | CFIHOS-40000112 | [5 empty] | STANDARD | CR0029 | 2019-10-01 02:04 | 2021-10-11 09:54
adaptor connector | CFIHOS-30000801 | explosion protection zone | CFIHOS-40000113 | [5 empty] | STANDARD | CR0029 | 2019-10-01 02:04 | 2021-10-11 09:54
adsorber column | CFIHOS-30000802 | bottom section normal operating pressure | CFIHOS-40000026 | BRG | 64 |  |  |  | STANDARD | CR0029;CR0032 | 2019-10-01 02:04 | 2021-10-11 09:54
adsorber column | CFIHOS-30000802 | bottom section normal operating temperature | CFIHOS-40000027 | CEL | FAH |  |  |  | STANDARD | CR0029;CR0032 | 2019-10-01 02:04 | 2021-10-11 09:54
adsorber column | CFIHOS-30000802 | design specification | CFIHOS-40000487 | [5 empty] | STANDARD | CR0029 | 2019-10-01 02:04 | 2021-10-11 09:54
adsorber column | CFIHOS-30000802 | external coating specification | CFIHOS-40000613 | [5 empty] | STANDARD | CR0029 | 2019-10-01 02:04 | 2021-10-11 09:54
adsorber column | CFIHOS-30000802 | external insulation type | CFIHOS-40000114 |  |  | ASME BPVC Section VIII |  |  | STANDARD | CR0029;FR60 | 2019-10-01 02:04 | 2021-10-11 09:54
adsorber column | CFIHOS-30000802 | fluid name | CFIHOS-40000132 | [5 empty] | STANDARD | CR0029 | 2019-10-01 02:04 | 2021-10-11 09:54
adsorber column | CFIHOS-30000802 | insulation code | CFIHOS-40000178 | [5 empty] | STANDARD | CR0029 | 2019-10-01 02:04 | 2021-10-11 09:54
adsorber column | CFIHOS-30000802 | intermediate section normal operating pressure | CFIHOS-40000184 | BRG | 64 |  |  |  | STANDARD | CR0029;CR0032 | 2019-10-01 02:04 | 2021-10-11 09:54
adsorber column | CFIHOS-30000802 | intermediate section normal operating temperature | CFIHOS-40000185 | CEL | FAH |  |  |  | STANDARD | CR0029;CR0032 | 2019-10-01 02:04 | 2021-10-11 09:54
adsorber column | CFIHOS-30000802 | top section normal operating pressure | CFIHOS-40000420 | BRG | 64 |  |  |  | STANDARD | CR0029;CR0032 | 2019-10-01 02:04 | 2021-10-11 09:54
adsorber column | CFIHOS-30000802 | top section normal operating temperature | CFIHOS-40000421 | CEL | FAH |  |  |  | STANDARD | CR0029;CR0032 | 2019-10-01 02:04 | 2021-10-11 09:54
adsorber column | CFIHOS-30000802 | upper limit design pressure | CFIHOS-40000535 | BRG | 64 |  |  |  | STANDARD | CR0029;CR0032 | 2019-10-01 02:04 | 2021-10-11 09:54
adsorber column | CFIHOS-30000802 | upper limit design temperature | CFIHOS-40000536 | CEL | FAH |  |  |  | STANDARD | CR0029;CR0032 | 2019-10-01 02:04 | 2021-10-11 09:54
aerator | CFIHOS-30000515 | normal operating pressure | CFIHOS-40000512 | BRG | 64 |  |  |  | STANDARD | CR0032 | 2017-02-13 22:35 | 2021-10-11 09:54
aerator | CFIHOS-30000515 | normal operating temperature | CFIHOS-40000514 | CEL | FAH |  |  |  | STANDARD | CR0032 | 2017-02-13 22:35 | 2021-10-11 09:54
agitator | CFIHOS-30000102 | design specification | CFIHOS-40000487 |  |  | IEC 60529:2013 |  |  | STANDARD | FR74 | 2021-10-11 09:54 | 2021-10-11 09:54
agitator | CFIHOS-30000102 | explosion protection gas group | CFIHOS-40000110 |  |  | IEC 60529:2013 |  |  | STANDARD | FR74 | 2017-02-13 22:35 | 2021-10-11 09:54
agitator | CFIHOS-30000102 | explosion protection temperature class | CFIHOS-40000112 |  |  | IEC 60529:2013 |  |  | STANDARD | FR74 | 2017-02-13 22:35 | 2021-10-11 09:54
agitator | CFIHOS-30000102 | explosion protection zone | CFIHOS-40000113 |  |  | IEC 60529:2013 |  |  | STANDARD | FR74 | 2017-02-13 22:35 | 2021-10-11 09:54
agitator | CFIHOS-30000102 | fluid name | CFIHOS-40000132 | [5 empty] | STANDARD | V1.2 | 2017-02-13 22:35 | 2021-10-11 09:54
agitator | CFIHOS-30000102 | insulation type | CFIHOS-40000179 | [5 empty] | TERMINATED | CR0028 | 2017-02-13 22:35 | 2021-10-11 09:54 | 2021-10-11 09:54
agitator | CFIHOS-30000102 | lower limit operating temperature | CFIHOS-40000504 | CEL | FAH |  |  |  | STANDARD | CR0032 | 2017-02-13 22:35 | 2021-10-11 09:54
agitator | CFIHOS-30000102 | normal operating liquid dynamic viscosity | CFIHOS-40000274 | [5 empty] | STANDARD | CR0031;FR60 | 2020-05-05 09:55 | 2021-10-11 09:54
agitator | CFIHOS-30000102 | normal operating pressure | CFIHOS-40000512 | [5 empty] | TERMINATED | CR0028 | 2017-02-13 22:35 | 2021-10-11 09:54 | 2021-10-11 09:54
agitator | CFIHOS-30000102 | operation continuous intermittent | CFIHOS-40000309 | [5 empty] | STANDARD | CR0028 | 2019-05-14 09:39 | 2021-10-11 09:54
agitator | CFIHOS-30000102 | test pressure | CFIHOS-40000532 | [5 empty] | TERMINATED | CR0028 | 2017-02-13 22:35 | 2021-10-11 09:54 | 2021-10-11 09:54
agitator | CFIHOS-30000102 | upper limit design pressure | CFIHOS-40000535 | [5 empty] | TERMINATED | CR0028 | 2017-02-13 22:35 | 2021-10-11 09:54 | 2021-10-11 09:54
agitator | CFIHOS-30000102 | upper limit design temperature | CFIHOS-40000536 | CEL | FAH |  |  |  | STANDARD | CR0032 | 2017-02-13 22:35 | 2021-10-11 09:54
agitator | CFIHOS-30000102 | upper limit design volume flow rate | CFIHOS-40000573 | [5 empty] | STANDARD | CR0031;FR60 | 2020-05-05 09:55 | 2021-10-11 09:54
agitator | CFIHOS-30000102 | upper limit operating temperature | CFIHOS-40000538 | CEL | FAH |  |  |  | STANDARD | CR0028;CR0032 | 2019-05-14 09:39 | 2021-10-11 09:54
air circuit-breaker | CFIHOS-30000803 | breaking capacity | CFIHOS-40000029 | AMP | AMP |  |  |  | STANDARD | CR0029;CR0032 | 2019-10-01 02:04 | 2021-10-11 09:54
air circuit-breaker | CFIHOS-30000803 | explosion protection gas group | CFIHOS-40000110 | [5 empty] | STANDARD | CR0029 | 2019-10-01 02:04 | 2021-10-11 09:54
air circuit-breaker | CFIHOS-30000803 | explosion protection temperature class | CFIHOS-40000112 | [5 empty] | STANDARD | CR0029 | 2019-10-01 02:04 | 2021-10-11 09:54
air circuit-breaker | CFIHOS-30000803 | explosion protection zone | CFIHOS-40000113 | [5 empty] | STANDARD | CR0029 | 2019-10-01 02:04 | 2021-10-11 09:54
air circuit-breaker | CFIHOS-30000803 | nominal current | CFIHOS-40000241 | AMP | AMP |  |  |  | STANDARD | CR0029;CR0032 | 2019-10-01 02:04 | 2021-10-11 09:54
air circuit-breaker | CFIHOS-30000803 | number of electrical phases | CFIHOS-40000302 | [5 empty] | STANDARD | CR0029 | 2019-10-01 02:04 | 2021-10-11 09:54
air circuit-breaker | CFIHOS-30000803 | operating voltage | CFIHOS-40000603 | [5 empty] | STANDARD | CR0029 | 2019-10-01 02:04 | 2021-10-11 09:54
air circuit-breaker | CFIHOS-30000803 | rated current | CFIHOS-40000521 | AMP | AMP |  |  |  | STANDARD | CR0029;CR0032 | 2019-10-01 02:04 | 2021-10-11 09:54
air circuit-breaker | CFIHOS-30000803 | rated frequency | CFIHOS-40000522 | HTZ | HTZ |  |  |  | STANDARD | CR0029;CR0032 | 2019-10-01 02:04 | 2021-10-11 09:54
air circuit-breaker | CFIHOS-30000803 | rated short circuit current | CFIHOS-40000331 | B22 | B22 |  |  |  | STANDARD | CR0029;CR0032 | 2019-10-01 02:04 | 2021-10-11 09:54
air circuit-breaker | CFIHOS-30000803 | rated voltage | CFIHOS-40000528 | VLT | VLT |  |  |  | STANDARD | CR0029;CR0032 | 2019-10-01 02:04 | 2021-10-11 09:54
air conditioner | CFIHOS-30000382 | nominal current | CFIHOS-40000241 | AMP | AMP |  |  |  | STANDARD | CR0028;CR0032 | 2019-05-14 09:39 | 2021-10-11 09:54
air conditioner | CFIHOS-30000382 | normal operating power consumption | CFIHOS-40000602 | [5 empty] | STANDARD | CR0028 | 2019-06-04 17:48 | 2021-10-11 09:54
air conditioner | CFIHOS-30000382 | operating voltage | CFIHOS-40000603 | [5 empty] | STANDARD | CR0028 | 2019-05-14 09:39 | 2021-10-11 09:54
air conditioner | CFIHOS-30000382 | rated current | CFIHOS-40000521 | AMP | AMP |  |  |  | STANDARD | CR0028;CR0032 | 2019-05-14 09:39 | 2021-10-11 09:54
air conditioner | CFIHOS-30000382 | rated power consumption | CFIHOS-40000524 | KWT | KWT |  |  |  | STANDARD | CR0028;CR0032 | 2019-06-11 11:57 | 2021-10-11 09:54
air conditioner | CFIHOS-30000382 | rated voltage | CFIHOS-40000528 | VLT | VLT |  |  |  | STANDARD | CR0028;CR0032 | 2019-05-14 09:39 | 2021-10-11 09:54
air cooled heat exchanger | CFIHOS-30000383 | external coating specification | CFIHOS-40000613 | [5 empty] | STANDARD | CR0028 | 2019-05-14 09:39 | 2021-10-11 09:54
air cooled heat exchanger | CFIHOS-30000383 | fluid name | CFIHOS-40000132 | [5 empty] | STANDARD | CR0028 | 2017-02-13 22:35 | 2021-10-11 09:54
air cooled heat exchanger | CFIHOS-30000383 | minimum design metal temperature | CFIHOS-40000232 |  |  | ISO 13706:2011 |  |  | TERMINATED | V1.2;CR0013 | 2017-02-13 22:35 | 2021-10-11 09:54 | 2021-10-11 09:54
air cooled heat exchanger | CFIHOS-30000383 | normal operating inlet pressure | CFIHOS-40000511 | BRA | PSA |  |  |  | STANDARD | CR0028;CR0032 | 2019-05-14 09:39 | 2021-10-11 09:54
air cooled heat exchanger | CFIHOS-30000383 | normal operating inlet temperature | CFIHOS-40000272 | CEL | FAH |  |  |  | STANDARD | CR0028;CR0032 | 2019-05-14 09:39 | 2021-10-11 09:54
air cooled heat exchanger | CFIHOS-30000383 | normal operating mass flow rate | CFIHOS-40000275 | E93 | 4U |  |  |  | STANDARD | CR0028;CR0032 | 2019-05-14 09:39 | 2021-10-11 09:54
air cooled heat exchanger | CFIHOS-30000383 | normal operating outlet temperature | CFIHOS-40000282 | CEL | FAH |  |  |  | STANDARD | CR0028;CR0032 | 2019-05-14 09:39 | 2021-10-11 09:54
air cooled heat exchanger | CFIHOS-30000383 | test medium | CFIHOS-40000412 |  |  | ISO 13706:2011 |  |  | TERMINATED | V1.2;CR0013 | 2017-02-13 22:35 | 2021-10-11 09:54 | 2021-10-11 09:54
air cooled heat exchanger | CFIHOS-30000383 | test pressure | CFIHOS-40000532 |  |  | ISO 13706:2011 |  |  | TERMINATED | V1.2;CR0013 | 2017-02-13 22:35 | 2021-10-11 09:54 | 2021-10-11 09:54
air cooled heat exchanger | CFIHOS-30000383 | tube side normal operating inlet pressure | CFIHOS-40000438 |  |  | ISO 13706:2011 |  |  | TERMINATED | V1.2;CR0013 | 2017-02-13 22:35 | 2021-10-11 09:54 | 2021-10-11 09:54
air cooled heat exchanger | CFIHOS-30000383 | tube side normal operating inlet temperature | CFIHOS-40000437 |  |  | ISO 13706:2011 |  |  | TERMINATED | V1.2;CR0013 | 2017-02-13 22:35 | 2021-10-11 09:54 | 2021-10-11 09:54
air cooled heat exchanger | CFIHOS-30000383 | tube side normal operating outlet temperature | CFIHOS-40000439 |  |  | ISO 13706:2011 |  |  | TERMINATED | V1.2;CR0013 | 2017-02-13 22:35 | 2021-10-11 09:54 | 2021-10-11 09:54
air cooled heat exchanger | CFIHOS-30000383 | upper limit design pressure | CFIHOS-40000535 |  |  | ISO 13706:2011 |  |  | TERMINATED | V1.2;CR0013 | 2017-02-13 22:35 | 2021-10-11 09:54 | 2021-10-11 09:54
air cooled heat exchanger | CFIHOS-30000383 | upper limit design temperature | CFIHOS-40000536 |  |  | ISO 13706:2011 |  |  | TERMINATED | V1.2;CR0013 | 2017-02-13 22:35 | 2021-10-11 09:54 | 2021-10-11 09:54
alarm unit | CFIHOS-30000747 | explosion protection gas group | CFIHOS-40000110 | [5 empty] | STANDARD | CR0028 | 2019-05-14 09:39 | 2021-10-11 09:54
alarm unit | CFIHOS-30000747 | explosion protection temperature class | CFIHOS-40000112 | [5 empty] | STANDARD | CR0028 | 2019-05-14 09:39 | 2021-10-11 09:54
alarm unit | CFIHOS-30000747 | explosion protection zone | CFIHOS-40000113 | [5 empty] | STANDARD | CR0028 | 2019-05-14 09:39 | 2021-10-11 09:54
alternating current generator | CFIHOS-30000804 | direction of rotation | CFIHOS-40000075 | [5 empty] | STANDARD | CR0029 | 2019-10-01 02:04 | 2021-10-11 09:54
alternating current generator | CFIHOS-30000804 | explosion protection gas group | CFIHOS-40000110 |  |  | IEC 60529:2013 |  |  | STANDARD | CR0029;FR60 | 2019-10-01 02:04 | 2021-10-11 09:54
alternating current generator | CFIHOS-30000804 | explosion protection temperature class | CFIHOS-40000112 |  |  | IEC 60529:2013 |  |  | STANDARD | CR0029;FR60 | 2019-10-01 02:04 | 2021-10-11 09:54
alternating current generator | CFIHOS-30000804 | explosion protection zone | CFIHOS-40000113 |  |  | IEC 60529:2013 |  |  | STANDARD | CR0029;FR60 | 2019-10-01 02:04 | 2021-10-11 09:54
alternating current generator | CFIHOS-30000804 | lower limit operating temperature | CFIHOS-40000504 | CEL | FAH |  |  |  | STANDARD | CR0029;CR0032 | 2019-10-01 02:04 | 2021-10-11 09:54
alternating current generator | CFIHOS-30000804 | normal output power | CFIHOS-40000292 | KWT | K43 |  |  |  | STANDARD | CR0029;CR0032 | 2019-10-01 02:04 | 2021-10-11 09:54
alternating current generator | CFIHOS-30000804 | operation continuous intermittent | CFIHOS-40000309 | [5 empty] | STANDARD | CR0029 | 2019-10-01 02:04 | 2021-10-11 09:54
alternating current generator | CFIHOS-30000804 | rated voltage | CFIHOS-40000528 | VLT | VLT |  |  |  | STANDARD | CR0029;CR0032 | 2019-10-01 02:04 | 2021-10-11 09:54
alternating current generator | CFIHOS-30000804 | upper limit operating temperature | CFIHOS-40000538 | CEL | FAH |  |  |  | STANDARD | CR0029;CR0032 | 2019-10-01 02:04 | 2021-10-11 09:54
alternating current motor | CFIHOS-30000805 | direction of rotation | CFIHOS-40000075 | [5 empty] | STANDARD | CR0029 | 2019-10-01 02:04 | 2021-10-11 09:54
alternating current motor | CFIHOS-30000805 | explosion protection gas group | CFIHOS-40000110 |  |  | IEC 60529:2013 |  |  | STANDARD | CR0029;FR60 | 2019-10-01 02:04 | 2021-10-11 09:54
alternating current motor | CFIHOS-30000805 | explosion protection temperature class | CFIHOS-40000112 |  |  | IEC 60529:2013 |  |  | STANDARD | CR0029;FR60 | 2019-10-01 02:04 | 2021-10-11 09:54
alternating current motor | CFIHOS-30000805 | explosion protection zone | CFIHOS-40000113 |  |  | IEC 60529:2013 |  |  | STANDARD | CR0029;FR60 | 2019-10-01 02:04 | 2021-10-11 09:54
alternating current motor | CFIHOS-30000805 | normal operating rotational speed | CFIHOS-40000283 | RPM | RPM | API Std 546:2008 |  |  | STANDARD | CR0029;CR0032;FR60 | 2019-10-01 02:04 | 2021-10-11 09:54
alternating current motor | CFIHOS-30000805 | normal output power | CFIHOS-40000292 | KWT | K43 |  |  |  | STANDARD | CR0029;CR0032 | 2019-10-01 02:04 | 2021-10-11 09:54
alternating current motor | CFIHOS-30000805 | operation continuous intermittent | CFIHOS-40000309 | [5 empty] | STANDARD | CR0029 | 2019-10-01 02:04 | 2021-10-11 09:54
alternating current motor | CFIHOS-30000805 | rated output power | CFIHOS-40000523 | KWT | K43 |  |  |  | STANDARD | CR0029;CR0032 | 2019-10-01 02:04 | 2021-10-11 09:54
alternating current motor | CFIHOS-30000805 | rated voltage | CFIHOS-40000528 | VLT | VLT |  |  |  | STANDARD | CR0029;CR0032 | 2019-10-01 02:04 | 2021-10-11 09:54
amplifier | CFIHOS-30000316 | explosion protection gas group | CFIHOS-40000110 | [5 empty] | STANDARD | CR0028 | 2019-05-14 09:39 | 2021-10-11 09:54
amplifier | CFIHOS-30000316 | explosion protection temperature class | CFIHOS-40000112 | [5 empty] | STANDARD | CR0028 | 2019-05-14 09:39 | 2021-10-11 09:54
amplifier | CFIHOS-30000316 | explosion protection zone | CFIHOS-40000113 | [5 empty] | STANDARD | CR0028 | 2019-05-14 09:39 | 2021-10-11 09:54
analyser element | CFIHOS-30000105 | explosion protection gas group | CFIHOS-40000110 | [5 empty] | STANDARD | CR0028 | 2019-05-14 09:39 | 2021-10-11 09:54
analyser element | CFIHOS-30000105 | explosion protection temperature class | CFIHOS-40000112 | [5 empty] | STANDARD | CR0028 | 2019-05-14 09:39 | 2021-10-11 09:54
analyser element | CFIHOS-30000105 | explosion protection zone | CFIHOS-40000113 | [5 empty] | STANDARD | CR0028 | 2019-05-14 09:39 | 2021-10-11 09:54
analyser element | CFIHOS-30000105 | fluid name | CFIHOS-40000132 | [5 empty] | STANDARD | CR0028 | 2019-05-14 09:39 | 2021-10-11 09:54
analysing instrument | CFIHOS-30000106 | explosion protection gas group | CFIHOS-40000110 | [5 empty] | STANDARD | CR0028 | 2019-05-14 09:39 | 2021-10-11 09:54
analysing instrument | CFIHOS-30000106 | explosion protection temperature class | CFIHOS-40000112 | [5 empty] | STANDARD | CR0028 | 2019-05-14 09:39 | 2021-10-11 09:54
analysing instrument | CFIHOS-30000106 | explosion protection zone | CFIHOS-40000113 | [5 empty] | STANDARD | CR0028 | 2019-05-14 09:39 | 2021-10-11 09:54
anemometer | CFIHOS-30000286 | explosion protection gas group | CFIHOS-40000110 | [5 empty] | STANDARD | CR0028 | 2019-05-14 09:39 | 2021-10-11 09:54
anemometer | CFIHOS-30000286 | explosion protection temperature class | CFIHOS-40000112 | [5 empty] | STANDARD | CR0028 | 2019-05-14 09:39 | 2021-10-11 09:54
anemometer | CFIHOS-30000286 | explosion protection zone | CFIHOS-40000113 | [5 empty] | STANDARD | CR0028 | 2019-05-14 09:39 | 2021-10-11 09:54
antenna | CFIHOS-30000397 | explosion protection gas group | CFIHOS-40000110 | [5 empty] | TERMINATED | CR0028 | 2017-02-13 22:35 | 2021-10-11 09:54 | 2021-10-11 09:54
antenna | CFIHOS-30000397 | explosion protection temperature class | CFIHOS-40000112 | [5 empty] | TERMINATED | CR0028 | 2017-02-13 22:35 | 2021-10-11 09:54 | 2021-10-11 09:54
antenna | CFIHOS-30000397 | explosion protection zone | CFIHOS-40000113 | [5 empty] | TERMINATED | CR0028 | 2017-02-13 22:35 | 2021-10-11 09:54 | 2021-10-11 09:54
attenuator | CFIHOS-30000108 | explosion protection gas group | CFIHOS-40000110 | [5 empty] | STANDARD | CR0028 | 2019-05-14 09:39 | 2021-10-11 09:54
attenuator | CFIHOS-30000108 | explosion protection temperature class | CFIHOS-40000112 | [5 empty] | STANDARD | CR0028 | 2019-05-14 09:39 | 2021-10-11 09:54
attenuator | CFIHOS-30000108 | explosion protection zone | CFIHOS-40000113 | [5 empty] | STANDARD | CR0028 | 2019-05-14 09:39 | 2021-10-11 09:54
automatic switching equipment | CFIHOS-30000731 | explosion protection gas group | CFIHOS-40000110 | [5 empty] | STANDARD | CR0028 | 2019-05-14 09:39 | 2021-10-11 09:54
automatic switching equipment | CFIHOS-30000731 | explosion protection temperature class | CFIHOS-40000112 | [5 empty] | STANDARD | CR0028 | 2019-05-14 09:39 | 2021-10-11 09:54
automatic switching equipment | CFIHOS-30000731 | explosion protection zone | CFIHOS-40000113 | [5 empty] | STANDARD | CR0028 | 2019-05-14 09:39 | 2021-10-11 09:54
axial compressor | CFIHOS-30000516 | compressibility factor Z at inlet | CFIHOS-40000060 | [5 empty] | STANDARD | CR0009;FR60 | 2017-02-13 22:35 | 2021-10-11 09:54
axial compressor | CFIHOS-30000516 | corrosive agents | CFIHOS-40000064 | [5 empty] | TERMINATED | CR0009 | 2017-02-13 22:35 | 2021-10-11 09:54 | 2021-10-11 09:54
axial compressor | CFIHOS-30000516 | corrosive gas | CFIHOS-40000065 | [5 empty] | TERMINATED | CR0009 | 2017-02-13 22:35 | 2021-10-11 09:54 | 2021-10-11 09:54
axial compressor | CFIHOS-30000516 | design specification | CFIHOS-40000487 | [5 empty] | STANDARD | CR0029 | 2019-10-01 02:04 | 2021-10-11 09:54
axial compressor | CFIHOS-30000516 | direction of rotation | CFIHOS-40000075 | [5 empty] | STANDARD | CR0029 | 2019-10-01 02:04 | 2021-10-11 09:54
axial compressor | CFIHOS-30000516 | explosion protection gas group | CFIHOS-40000110 |  |  | IEC 60529:2013 |  |  | STANDARD | CR0009;FR60 | 2017-02-13 22:35 | 2021-10-11 09:54
axial compressor | CFIHOS-30000516 | explosion protection temperature class | CFIHOS-40000112 |  |  | IEC 60529:2013 |  |  | STANDARD | CR0009;FR60 | 2017-02-13 22:35 | 2021-10-11 09:54
axial compressor | CFIHOS-30000516 | explosion protection zone | CFIHOS-40000113 |  |  | IEC 60529:2013 |  |  | STANDARD | CR0009;FR60 | 2017-02-13 22:35 | 2021-10-11 09:54
axial compressor | CFIHOS-30000516 | fluid name | CFIHOS-40000132 |  |  | ISO 14224:2016 |  |  | STANDARD | CR0009;FR60 | 2017-02-13 22:35 | 2021-10-11 09:54
axial compressor | CFIHOS-30000516 | insulation class | CFIHOS-40000177 | [5 empty] | STANDARD | CR0029 | 2019-10-01 02:04 | 2021-10-11 09:54
axial compressor | CFIHOS-30000516 | lower limit design outlet temperature | CFIHOS-40000550 | [5 empty] | STANDARD | CR0029 | 2019-10-01 02:04 | 2021-10-11 09:54
axial compressor | CFIHOS-30000516 | lower limit operating suction pressure | CFIHOS-40000219 | BRA | PSA | ISO 14224:2016 |  |  | STANDARD | CR0029;CR0032;FR60 | 2019-10-01 02:04 | 2021-10-11 09:54
axial compressor | CFIHOS-30000516 | lower limit operating temperature | CFIHOS-40000504 | CEL | FAH |  |  |  | STANDARD | CR0029;CR0032 | 2019-10-01 02:04 | 2021-10-11 09:54
axial compressor | CFIHOS-30000516 | lower limit operating volume flow rate | CFIHOS-40000505 | MQH | SFM |  |  |  | STANDARD | CR0009;CR0032;FR60 | 2017-02-13 22:35 | 2021-10-11 09:54
axial compressor | CFIHOS-30000516 | molecular weight | CFIHOS-40000506 |  |  | ISO 14224:2016 |  |  | STANDARD | CR0009;FR60 | 2017-02-13 22:35 | 2021-10-11 09:54
axial compressor | CFIHOS-30000516 | normal operating inlet pressure | CFIHOS-40000511 | BRA | PSA |  |  |  | STANDARD | CR0009;CR0032;FR60 | 2017-02-13 22:35 | 2021-10-11 09:54
axial compressor | CFIHOS-30000516 | normal operating inlet temperature | CFIHOS-40000272 | CEL | FAH |  |  |  | STANDARD | CR0009;CR0032;FR60 | 2017-02-13 22:35 | 2021-10-11 09:54
axial compressor | CFIHOS-30000516 | normal operating mass flow rate | CFIHOS-40000275 | E93 | 4U |  |  |  | STANDARD | CR0029;CR0032 | 2019-10-01 02:04 | 2021-10-11 09:54
axial compressor | CFIHOS-30000516 | normal operating outlet pressure | CFIHOS-40000278 | BRA | PSA | ISO 14224:2016 |  |  | STANDARD | CR0009;CR0032;FR60 | 2017-02-13 22:35 | 2021-10-11 09:54
axial compressor | CFIHOS-30000516 | normal operating volume flow rate (at normal operating pressure and normal operating temperature) | CFIHOS-40000289 | MQH | SFM |  |  |  | STANDARD | CR0009;CR0032;FR60 | 2017-02-13 22:35 | 2021-10-11 09:54
axial compressor | CFIHOS-30000516 | operation continuous intermittent | CFIHOS-40000309 | [5 empty] | STANDARD | CR0029 | 2019-10-01 02:04 | 2021-10-11 09:54
axial compressor | CFIHOS-30000516 | process entrainments | CFIHOS-40000321 | [5 empty] | TERMINATED | CR0009 | 2017-02-13 22:35 | 2021-10-11 09:54 | 2021-10-11 09:54
axial compressor | CFIHOS-30000516 | settle out pressure | CFIHOS-40000342 | [5 empty] | TERMINATED | CR0009 | 2017-02-13 22:35 | 2021-10-11 09:54 | 2021-10-11 09:54
axial compressor | CFIHOS-30000516 | specific heat ratio Cp/Cv at inlet | CFIHOS-40000373 | [5 empty] | STANDARD | CR0009;FR60 | 2017-02-13 22:35 | 2021-10-11 09:54
axial compressor | CFIHOS-30000516 | test medium | CFIHOS-40000412 | [5 empty] | STANDARD | CR0029 | 2019-10-01 02:04 | 2021-10-11 09:54
axial compressor | CFIHOS-30000516 | test pressure | CFIHOS-40000532 | BRG | 64 |  |  |  | STANDARD | CR0029;CR0032 | 2019-10-01 02:04 | 2021-10-11 09:54
axial compressor | CFIHOS-30000516 | upper limit allowable speed | CFIHOS-40000453 | RPM | RPM | API Std 617:2014 |  |  | STANDARD | CR0029;CR0032;FR60 | 2019-10-01 02:04 | 2021-10-11 09:54
axial compressor | CFIHOS-30000516 | upper limit design outlet temperature | CFIHOS-40000572 | [5 empty] | STANDARD | CR0029 | 2019-10-01 02:04 | 2021-10-11 09:54
axial compressor | CFIHOS-30000516 | upper limit design volume flow rate | CFIHOS-40000573 |  |  | ISO 14224:2016 |  |  | STANDARD | CR0029;FR60 | 2019-10-01 02:04 | 2021-10-11 09:54
axial compressor | CFIHOS-30000516 | upper limit operating inlet pressure | CFIHOS-40000466 | BRA | PSA |  |  |  | STANDARD | CR0029;CR0032 | 2019-10-01 02:04 | 2021-10-11 09:54
axial compressor | CFIHOS-30000516 | upper limit operating outlet pressure | CFIHOS-40000575 |  |  | ISO 14224:2016 |  |  | STANDARD | CR0029;FR60 | 2019-10-01 02:04 | 2021-10-11 09:54
axial compressor | CFIHOS-30000516 | upper limit operating temperature | CFIHOS-40000538 | CEL | FAH |  |  |  | STANDARD | CR0029;CR0032 | 2019-10-01 02:04 | 2021-10-11 09:54
axial displacement element | CFIHOS-30000398 | explosion protection gas group | CFIHOS-40000110 | [5 empty] | STANDARD | CR0028 | 2019-05-14 09:39 | 2021-10-11 09:54
axial displacement element | CFIHOS-30000398 | explosion protection temperature class | CFIHOS-40000112 | [5 empty] | STANDARD | CR0028 | 2019-05-14 09:39 | 2021-10-11 09:54
axial displacement element | CFIHOS-30000398 | explosion protection zone | CFIHOS-40000113 | [5 empty] | STANDARD | CR0028 | 2019-05-14 09:39 | 2021-10-11 09:54
axial displacement transmitter | CFIHOS-30000109 | explosion protection gas group | CFIHOS-40000110 |  |  | IEC 60529:2013 |  |  | STANDARD | V1.2 | 2017-02-13 22:35 | 2021-10-11 09:54
axial displacement transmitter | CFIHOS-30000109 | explosion protection temperature class | CFIHOS-40000112 |  |  | IEC 60529:2013 |  |  | STANDARD | V1.2 | 2017-02-13 22:35 | 2021-10-11 09:54
axial displacement transmitter | CFIHOS-30000109 | explosion protection zone | CFIHOS-40000113 |  |  | IEC 60529:2013 |  |  | STANDARD | V1.2 | 2017-02-13 22:35 | 2021-10-11 09:54
axial displacement transmitter | CFIHOS-30000109 | safety integrity level | CFIHOS-40000579 | [5 empty] | STANDARD | CR0028 | 2019-05-14 09:39 | 2021-10-11 09:54
balancing damper | CFIHOS-30000110 | explosion protection gas group | CFIHOS-40000110 | [5 empty] | STANDARD | CR0028 | 2019-05-14 09:39 | 2021-10-11 09:54
balancing damper | CFIHOS-30000110 | explosion protection temperature class | CFIHOS-40000112 | [5 empty] | STANDARD | CR0028 | 2019-05-14 09:39 | 2021-10-11 09:54
balancing damper | CFIHOS-30000110 | explosion protection zone | CFIHOS-40000113 | [5 empty] | STANDARD | CR0028 | 2019-05-14 09:39 | 2021-10-11 09:54
ball control valve | CFIHOS-30000806 | actuation service | CFIHOS-40000638 |  |  | ISA-TR20.00.01-2007 |  |  | STANDARD | CR0029;FR60 | 2019-10-01 02:04 | 2021-10-11 09:54
ball control valve | CFIHOS-30000806 | communication protocol | CFIHOS-40000599 |  |  | IEC 60534-7:2010 |  |  | STANDARD | CR0029;FR60 | 2019-10-01 02:04 | 2021-10-11 09:54
ball control valve | CFIHOS-30000806 | design specification | CFIHOS-40000487 |  |  | IEC 60534-7:2010 |  |  | STANDARD | CR0029;FR60 | 2019-10-01 02:04 | 2021-10-11 09:54
ball control valve | CFIHOS-30000806 | explosion protection gas group | CFIHOS-40000110 | [5 empty] | STANDARD | CR0029 | 2019-10-01 02:04 | 2021-10-11 09:54
ball control valve | CFIHOS-30000806 | explosion protection temperature class | CFIHOS-40000112 | [5 empty] | STANDARD | CR0029 | 2019-10-01 02:04 | 2021-10-11 09:54
ball control valve | CFIHOS-30000806 | explosion protection zone | CFIHOS-40000113 | [5 empty] | STANDARD | CR0029 | 2019-10-01 02:04 | 2021-10-11 09:54
ball control valve | CFIHOS-30000806 | failure action | CFIHOS-40000580 |  |  | API Spec 6D:2014 |  |  | STANDARD | CR0029;FR60 | 2019-10-01 02:04 | 2021-10-11 09:54
ball control valve | CFIHOS-30000806 | fire safe | CFIHOS-40000585 | [5 empty] | STANDARD | CR0029 | 2019-10-01 02:04 | 2021-10-11 09:54
ball control valve | CFIHOS-30000806 | fluid name | CFIHOS-40000132 |  |  | IEC 60537:1976 Withdrawn;ISA-TR20.00.01-2007;ISO 14224:2016 |  |  | STANDARD | CR0029;FR60 | 2019-10-01 02:04 | 2021-10-11 09:54
ball control valve | CFIHOS-30000806 | full opening valve | CFIHOS-40000584 |  |  | ANSI/ISA-75.05.01-2019 |  |  | STANDARD | CR0029;FR60 | 2019-10-01 02:04 | 2021-10-11 09:54
ball control valve | CFIHOS-30000806 | input signal range | CFIHOS-40000600 | [5 empty] | STANDARD | CR0029 | 2019-10-01 02:04 | 2021-10-11 09:54
ball control valve | CFIHOS-30000806 | input signal type | CFIHOS-40000597 |  |  | IEC 60534-7:2010 |  |  | STANDARD | CR0029;FR60 | 2019-10-01 02:04 | 2021-10-11 09:54
ball control valve | CFIHOS-30000806 | nominal diameter | CFIHOS-40000509 | MMT | INH | API Spec 6D:2014 |  |  | STANDARD | CR0029;CR0032;FR60 | 2019-10-01 02:04 | 2021-10-11 09:54
ball control valve | CFIHOS-30000806 | normal operating pressure | CFIHOS-40000512 | BRG | 64 | API Spec 6D:2014;ISA-TR20.00.01-2007;ISO 14224:2016 |  |  | STANDARD | CR0029;CR0032;FR60 | 2019-10-01 02:04 | 2021-10-11 09:54
ball control valve | CFIHOS-30000806 | normal operating temperature | CFIHOS-40000514 | CEL | FAH | ISO 14224:2016;ANSI/ISA-75.05.01-2019;IEC 60537:1976 Withdrawn |  |  | STANDARD | CR0029;CR0032;FR60 | 2019-10-01 02:04 | 2021-10-11 09:54
ball control valve | CFIHOS-30000806 | output signal range | CFIHOS-40000601 | [5 empty] | STANDARD | CR0029 | 2019-10-01 02:04 | 2021-10-11 09:54
ball control valve | CFIHOS-30000806 | output signal type | CFIHOS-40000598 |  |  | IEC 60534-7:2010 |  |  | STANDARD | CR0029;FR60 | 2019-10-01 02:04 | 2021-10-11 09:54
ball control valve | CFIHOS-30000806 | piping class | CFIHOS-40000488 |  |  | API Spec 6D:2014 |  |  | STANDARD | CR0029;FR60 | 2019-10-01 02:04 | 2021-10-11 09:54
ball control valve | CFIHOS-30000806 | safety integrity level | CFIHOS-40000579 |  |  | IEC 60534-7:2010 |  |  | STANDARD | CR0029;FR60 | 2019-10-01 02:04 | 2021-10-11 09:54
ball valve | CFIHOS-30000807 | design specification | CFIHOS-40000487 | [5 empty] | STANDARD | CR0029 | 2019-10-01 02:04 | 2021-10-11 09:54
ball valve | CFIHOS-30000807 | failure action | CFIHOS-40000580 | [5 empty] | STANDARD | CR0029 | 2019-10-01 02:04 | 2021-10-11 09:54
ball valve | CFIHOS-30000807 | fluid name | CFIHOS-40000132 |  |  | ASME B31.3 - 2020;IEC 60537:1976 Withdrawn;ISO 14224:2016 |  |  | STANDARD | CR0029;FR60 | 2019-10-01 02:04 | 2021-10-11 09:54
ball valve | CFIHOS-30000807 | full opening valve | CFIHOS-40000584 |  |  | API Spec 6D:2014 |  |  | STANDARD | CR0029;FR60 | 2019-10-01 02:04 | 2021-10-11 09:54
ball valve | CFIHOS-30000807 | nominal diameter | CFIHOS-40000509 | MMT | INH | API Spec 6D:2014 |  |  | STANDARD | CR0029;CR0032;FR60 | 2019-10-01 02:04 | 2021-10-11 09:54
ball valve | CFIHOS-30000807 | normal operating pressure | CFIHOS-40000512 | BRG | 64 | IEC 60537:1976 Withdrawn;ISO 14224:2016 |  |  | STANDARD | CR0029;CR0032;FR60 | 2019-10-01 02:04 | 2021-10-11 09:54
ball valve | CFIHOS-30000807 | normal operating temperature | CFIHOS-40000514 | CEL | FAH | IEC 60537:1976 Withdrawn;ISO 14224:2016 |  |  | STANDARD | CR0029;CR0032;FR60 | 2019-10-01 02:04 | 2021-10-11 09:54
ball valve | CFIHOS-30000807 | piping class | CFIHOS-40000488 |  |  | API Spec 6D:2014 |  |  | STANDARD | CR0029;FR60 | 2019-10-01 02:04 | 2021-10-11 09:54
battery back-up power supply unit | CFIHOS-30000318 | autonomy time | CFIHOS-40000012 | HUR | HUR |  |  |  | STANDARD | CR0032 | 2017-02-13 22:35 | 2021-10-11 09:54
battery back-up power supply unit | CFIHOS-30000318 | explosion protection gas group | CFIHOS-40000110 |  |  | ANSI/ISA-75.05.01-2019 |  |  | STANDARD | CR0028 | 2019-05-14 09:39 | 2021-10-11 09:54
battery back-up power supply unit | CFIHOS-30000318 | explosion protection temperature class | CFIHOS-40000112 |  |  | API Spec 6D:2014;ISA-TR20.00.01-2007 |  |  | STANDARD | CR0028 | 2019-05-14 09:39 | 2021-10-11 09:54
battery back-up power supply unit | CFIHOS-30000318 | explosion protection zone | CFIHOS-40000113 | [5 empty] | STANDARD | CR0028 | 2019-05-14 09:39 | 2021-10-11 09:54
battery back-up power supply unit | CFIHOS-30000318 | rated output power | CFIHOS-40000523 | [5 empty] | TERMINATED | CR0028 | 2017-02-13 22:35 | 2021-10-11 09:54 | 2021-10-11 09:54
battery back-up power supply unit | CFIHOS-30000318 | rated short circuit current | CFIHOS-40000331 | B22 | B22 |  |  |  | STANDARD | CR0032 | 2017-02-13 22:35 | 2021-10-11 09:54
battery charger | CFIHOS-30000319 | explosion protection gas group | CFIHOS-40000110 |  |  | IEC 60529:2013 |  |  | STANDARD | V1.2 | 2017-02-13 22:35 | 2021-10-11 09:54
battery charger | CFIHOS-30000319 | explosion protection temperature class | CFIHOS-40000112 |  |  | IEC 60529:2013 |  |  | STANDARD | V1.2 | 2017-02-13 22:35 | 2021-10-11 09:54
battery charger | CFIHOS-30000319 | explosion protection zone | CFIHOS-40000113 |  |  | IEC 60529:2013 |  |  | STANDARD | V1.2 | 2017-02-13 22:35 | 2021-10-11 09:54
belt conveyor | CFIHOS-30000562 | design specification | CFIHOS-40000487 |  |  | ANSI/CEMA 350-2015 |  |  | STANDARD | FR74 | 2021-10-11 09:54 | 2021-10-11 09:54
belt conveyor | CFIHOS-30000562 | explosion protection zone | CFIHOS-40000113 |  |  | ANSI/CEMA 350-2015 |  |  | STANDARD | FR74 | 2021-10-11 09:54 | 2021-10-11 09:54
belt conveyor | CFIHOS-30000562 | lower limit design temperature | CFIHOS-40000503 |  |  | ANSI/CEMA 350-2015 |  |  | STANDARD | FR74 | 2021-10-11 09:54 | 2021-10-11 09:54
belt conveyor | CFIHOS-30000562 | normal volume flow rate | CFIHOS-40000293 |  |  | ANSI/CEMA 350-2015 |  |  | STANDARD | FR74 | 2021-10-11 09:54 | 2021-10-11 09:54
belt conveyor | CFIHOS-30000562 | upper limit design temperature | CFIHOS-40000536 |  |  | ANSI/CEMA 350-2015 |  |  | STANDARD | FR74 | 2021-10-11 09:54 | 2021-10-11 09:54
blast rated wall | CFIHOS-30000609 | insulation class | CFIHOS-40000177 | [5 empty] | STANDARD | CR0031;FR60 | 2020-05-05 09:55 | 2021-10-11 09:54
block and bleed valve | CFIHOS-30000808 | design specification | CFIHOS-40000487 | [5 empty] | STANDARD | CR0029 | 2019-10-01 02:04 | 2021-10-11 09:54
block and bleed valve | CFIHOS-30000808 | failure action | CFIHOS-40000580 | [5 empty] | STANDARD | CR0029 | 2019-10-01 02:04 | 2021-10-11 09:54
block and bleed valve | CFIHOS-30000808 | fluid name | CFIHOS-40000132 |  |  | ASME B31.3 - 2020;IEC 60537:1976 Withdrawn;ISO 14224:2016 |  |  | STANDARD | CR0029;FR60 | 2019-10-01 02:04 | 2021-10-11 09:54
block and bleed valve | CFIHOS-30000808 | full opening valve | CFIHOS-40000584 |  |  | API Spec 6D:2014 |  |  | STANDARD | CR0029;FR60 | 2019-10-01 02:04 | 2021-10-11 09:54
block and bleed valve | CFIHOS-30000808 | nominal diameter | CFIHOS-40000509 | MMT | INH | API Spec 6D:2014 |  |  | STANDARD | CR0029;CR0032;FR60 | 2019-10-01 02:04 | 2021-10-11 09:54
block and bleed valve | CFIHOS-30000808 | normal operating pressure | CFIHOS-40000512 | BRG | 64 | IEC 60537:1976 Withdrawn;ISO 14224:2016 |  |  | STANDARD | CR0029;CR0032;FR60 | 2019-10-01 02:04 | 2021-10-11 09:54
block and bleed valve | CFIHOS-30000808 | normal operating temperature | CFIHOS-40000514 | CEL | FAH | IEC 60537:1976 Withdrawn;ISO 14224:2016 |  |  | STANDARD | CR0029;CR0032;FR60 | 2019-10-01 02:04 | 2021-10-11 09:54
block and bleed valve | CFIHOS-30000808 | piping class | CFIHOS-40000488 |  |  | API Spec 6D:2014 |  |  | STANDARD | CR0029;FR60 | 2019-10-01 02:04 | 2021-10-11 09:54
blow down valve | CFIHOS-30000635 | communication protocol | CFIHOS-40000599 |  |  | IEC 60534-7:2010 |  |  | STANDARD | CR0028 | 2019-05-14 09:39 | 2021-10-11 09:54
blow down valve | CFIHOS-30000635 | design specification | CFIHOS-40000487 |  |  | IEC 60537:1976 Withdrawn;ISO 14224:2016 |  |  | STANDARD | CR0028 | 2019-05-14 09:39 | 2021-10-11 09:54
blow down valve | CFIHOS-30000635 | explosion protection gas group | CFIHOS-40000110 | [5 empty] | STANDARD | CR0028 | 2019-05-14 09:39 | 2021-10-11 09:54
blow down valve | CFIHOS-30000635 | explosion protection temperature class | CFIHOS-40000112 | [5 empty] | STANDARD | CR0028 | 2019-05-14 09:39 | 2021-10-11 09:54
blow down valve | CFIHOS-30000635 | explosion protection zone | CFIHOS-40000113 | [5 empty] | STANDARD | CR0028 | 2019-05-14 09:39 | 2021-10-11 09:54
blow down valve | CFIHOS-30000635 | failure action | CFIHOS-40000580 |  |  | API Spec 6D:2014 |  |  | STANDARD | CR0028 | 2019-05-14 09:39 | 2021-10-11 09:54
blow down valve | CFIHOS-30000635 | fluid name | CFIHOS-40000132 | [5 empty] | STANDARD | CR0028 | 2019-05-14 09:39 | 2021-10-11 09:54
blow down valve | CFIHOS-30000635 | input signal range | CFIHOS-40000600 | [5 empty] | STANDARD | CR0028 | 2019-05-14 09:39 | 2021-10-11 09:54
blow down valve | CFIHOS-30000635 | input signal type | CFIHOS-40000597 |  |  | IEC 60534-7:2010 |  |  | STANDARD | CR0028 | 2019-05-14 09:39 | 2021-10-11 09:54
blow down valve | CFIHOS-30000635 | nominal diameter | CFIHOS-40000509 | MMT | INH | ASME B31.3 - 2020;IEC 60537:1976 Withdrawn;ISO 14224:2016 |  |  | STANDARD | CR0028;CR0032 | 2019-05-14 09:39 | 2021-10-11 09:54
blow down valve | CFIHOS-30000635 | normal operating pressure | CFIHOS-40000512 | BRG | 64 | IEC 60534-7:2010 |  |  | STANDARD | CR0028;CR0032 | 2019-05-14 09:39 | 2021-10-11 09:54
blow down valve | CFIHOS-30000635 | normal operating temperature | CFIHOS-40000514 | CEL | FAH |  |  |  | STANDARD | CR0028;CR0032 | 2019-05-14 09:39 | 2021-10-11 09:54
blow down valve | CFIHOS-30000635 | output signal range | CFIHOS-40000601 | [5 empty] | STANDARD | CR0028 | 2019-05-14 09:39 | 2021-10-11 09:54
blow down valve | CFIHOS-30000635 | output signal type | CFIHOS-40000598 |  |  | IEC 60534-7:2010 |  |  | STANDARD | CR0028 | 2019-05-14 09:39 | 2021-10-11 09:54
blow down valve | CFIHOS-30000635 | piping class | CFIHOS-40000488 |  |  | ANSI/ISA-75.05.01-2019 |  |  | STANDARD | CR0028 | 2019-05-14 09:39 | 2021-10-11 09:54
blow down valve | CFIHOS-30000635 | safety integrity level | CFIHOS-40000579 |  |  | IEC 60537:1976 Withdrawn;ISO 14224:2016 |  |  | STANDARD | CR0028 | 2019-05-14 09:39 | 2021-10-11 09:54
blow down valve | CFIHOS-30000635 | signal type | CFIHOS-40000371 |  |  | IEC 60534-7:2010 |  |  | STANDARD | CR0028 | 2019-05-14 09:39 | 2021-10-11 09:54
blow out preventer | CFIHOS-30000003 | explosion protection gas group | CFIHOS-40000110 | [5 empty] | STANDARD | CR0028 | 2019-05-14 09:39 | 2021-10-11 09:54
blow out preventer | CFIHOS-30000003 | explosion protection temperature class | CFIHOS-40000112 | [5 empty] | STANDARD | CR0028 | 2019-05-14 09:39 | 2021-10-11 09:54
blow out preventer | CFIHOS-30000003 | explosion protection zone | CFIHOS-40000113 | [5 empty] | STANDARD | CR0028 | 2019-05-14 09:39 | 2021-10-11 09:54
blow out preventer | CFIHOS-30000003 | lower limit design temperature | CFIHOS-40000503 |  |  | API Std 53:2018 |  |  | STANDARD | CR0031;FR60 | 2020-05-05 09:55 | 2021-10-11 09:54
blow out preventer | CFIHOS-30000003 | upper limit design pressure | CFIHOS-40000535 |  |  | API Std 53:2018 |  |  | STANDARD | CR0031;FR60 | 2020-05-05 09:55 | 2021-10-11 09:54
blow out preventer | CFIHOS-30000003 | upper limit design temperature | CFIHOS-40000536 |  |  | API Std 53:2018 |  |  | STANDARD | CR0031;FR60 | 2020-05-05 09:55 | 2021-10-11 09:54
blower | CFIHOS-30000518 | explosion protection gas group | CFIHOS-40000110 | [5 empty] | STANDARD | CR0028 | 2019-05-14 09:39 | 2021-10-11 09:54
blower | CFIHOS-30000518 | explosion protection temperature class | CFIHOS-40000112 | [5 empty] | STANDARD | CR0028 | 2019-05-14 09:39 | 2021-10-11 09:54
blower | CFIHOS-30000518 | explosion protection zone | CFIHOS-40000113 | [5 empty] | STANDARD | CR0028 | 2019-05-14 09:39 | 2021-10-11 09:54
blower | CFIHOS-30000518 | fluid name | CFIHOS-40000132 | [5 empty] | STANDARD | CR0028 | 2019-05-14 09:39 | 2021-10-11 09:54
blower | CFIHOS-30000518 | lower limit design pressure | CFIHOS-40000551 | [5 empty] | STANDARD | CR0028 | 2019-05-14 09:39 | 2021-10-11 09:54
blower | CFIHOS-30000518 | lower limit design temperature | CFIHOS-40000503 | CEL | FAH |  |  |  | STANDARD | CR0028;CR0032 | 2019-05-14 09:39 | 2021-10-11 09:54
blower | CFIHOS-30000518 | lower limit operating pressure | CFIHOS-40000556 | [5 empty] | STANDARD | CR0028 | 2019-05-14 09:39 | 2021-10-11 09:54
blower | CFIHOS-30000518 | lower limit operating temperature | CFIHOS-40000504 | CEL | FAH |  |  |  | STANDARD | CR0028;CR0032 | 2019-05-14 09:39 | 2021-10-11 09:54
blower | CFIHOS-30000518 | normal operating inlet pressure | CFIHOS-40000511 | BRA | PSA |  |  |  | STANDARD | CR0028;CR0032 | 2019-05-14 09:39 | 2021-10-11 09:54
blower | CFIHOS-30000518 | normal operating inlet temperature | CFIHOS-40000272 | CEL | FAH |  |  |  | STANDARD | CR0028;CR0032 | 2019-05-14 09:39 | 2021-10-11 09:54
blower | CFIHOS-30000518 | normal operating mass flow rate | CFIHOS-40000275 | E93 | 4U |  |  |  | STANDARD | CR0028;CR0032 | 2019-05-14 09:39 | 2021-10-11 09:54
blower | CFIHOS-30000518 | normal operating volume flow rate | CFIHOS-40000558 | [5 empty] | STANDARD | CR0028 | 2019-05-14 09:39 | 2021-10-11 09:54
blower | CFIHOS-30000518 | operation continuous intermittent | CFIHOS-40000309 | [5 empty] | STANDARD | CR0028 | 2019-05-14 09:39 | 2021-10-11 09:54
blower | CFIHOS-30000518 | upper limit design pressure | CFIHOS-40000535 | BRG | 64 |  |  |  | STANDARD | CR0028;CR0032 | 2019-05-14 09:39 | 2021-10-11 09:54
blower | CFIHOS-30000518 | upper limit design temperature | CFIHOS-40000536 | CEL | FAH |  |  |  | STANDARD | CR0028;CR0032 | 2019-05-14 09:39 | 2021-10-11 09:54
blower | CFIHOS-30000518 | upper limit design volume flow rate | CFIHOS-40000573 | [5 empty] | STANDARD | CR0031;FR60 | 2020-05-05 09:55 | 2021-10-11 09:54
blower | CFIHOS-30000518 | upper limit operating pressure | CFIHOS-40000537 | BRG | 64 |  |  |  | STANDARD | CR0028;CR0032 | 2019-05-14 09:39 | 2021-10-11 09:54
blower | CFIHOS-30000518 | upper limit operating temperature | CFIHOS-40000538 | CEL | FAH | API Std 673:2014 |  |  | STANDARD | CR0028;CR0032 | 2019-05-14 09:39 | 2021-10-11 09:54
boiler | CFIHOS-30000384 | explosion protection gas group | CFIHOS-40000110 | [5 empty] | STANDARD | CR0028 | 2019-05-14 09:39 | 2021-10-11 09:54
boiler | CFIHOS-30000384 | explosion protection temperature class | CFIHOS-40000112 | [5 empty] | STANDARD | CR0028 | 2019-05-14 09:39 | 2021-10-11 09:54
boiler | CFIHOS-30000384 | explosion protection zone | CFIHOS-40000113 | [5 empty] | STANDARD | CR0028 | 2019-05-14 09:39 | 2021-10-11 09:54
boiler | CFIHOS-30000384 | insulation code | CFIHOS-40000178 | [5 empty] | STANDARD | V1.2 | 2017-02-13 22:35 | 2021-10-11 09:54
boiler | CFIHOS-30000384 | minimum design metal temperature | CFIHOS-40000232 | CEL | FAH |  |  |  | STANDARD | CR0032 | 2017-02-13 22:35 | 2021-10-11 09:54
boiler | CFIHOS-30000384 | steam drum relief valve set pressure | CFIHOS-40000388 | BRG | 64 |  |  |  | STANDARD | CR0032 | 2017-02-13 22:35 | 2021-10-11 09:54
boiler | CFIHOS-30000384 | superheater relief valve set pressure | CFIHOS-40000403 | BRG | 64 |  |  |  | STANDARD | CR0032 | 2017-02-13 22:35 | 2021-10-11 09:54
break glass unit | CFIHOS-30000004 | explosion protection gas group | CFIHOS-40000110 | [5 empty] | TERMINATED | CR0028 | 2017-02-13 22:35 | 2021-10-11 09:54 | 2021-10-11 09:54
break glass unit | CFIHOS-30000004 | explosion protection temperature class | CFIHOS-40000112 | [5 empty] | TERMINATED | CR0028 | 2017-02-13 22:35 | 2021-10-11 09:54 | 2021-10-11 09:54
break glass unit | CFIHOS-30000004 | explosion protection zone | CFIHOS-40000113 | [5 empty] | TERMINATED | CR0028 | 2017-02-13 22:35 | 2021-10-11 09:54 | 2021-10-11 09:54
breathing apparatus | CFIHOS-30000005 | explosion protection gas group | CFIHOS-40000110 | [5 empty] | TERMINATED | CR0028 | 2017-02-13 22:35 | 2021-10-11 09:54 | 2021-10-11 09:54
breathing apparatus | CFIHOS-30000005 | explosion protection temperature class | CFIHOS-40000112 | [5 empty] | TERMINATED | CR0028 | 2017-02-13 22:35 | 2021-10-11 09:54 | 2021-10-11 09:54
breathing apparatus | CFIHOS-30000005 | explosion protection zone | CFIHOS-40000113 | [5 empty] | TERMINATED | CR0028 | 2017-02-13 22:35 | 2021-10-11 09:54 | 2021-10-11 09:54
bus duct | CFIHOS-30000612 | nominal current | CFIHOS-40000241 | AMP | AMP |  |  |  | STANDARD | CR0028;CR0032 | 2019-05-14 09:39 | 2021-10-11 09:54
bus duct | CFIHOS-30000612 | operating voltage | CFIHOS-40000603 | [5 empty] | STANDARD | CR0028 | 2019-05-14 09:39 | 2021-10-11 09:54
bus duct | CFIHOS-30000612 | rated current | CFIHOS-40000521 | AMP | AMP |  |  |  | STANDARD | CR0028;CR0032 | 2019-05-14 09:39 | 2021-10-11 09:54
bus duct | CFIHOS-30000612 | rated output power | CFIHOS-40000523 | KWT | K43 |  |  |  | STANDARD | CR0028;CR0032 | 2019-05-14 09:39 | 2021-10-11 09:54
bus duct | CFIHOS-30000612 | rated short circuit current | CFIHOS-40000331 | B22 | B22 |  |  |  | STANDARD | CR0028;CR0032 | 2019-05-14 09:39 | 2021-10-11 09:54
bus duct | CFIHOS-30000612 | rated voltage | CFIHOS-40000528 | VLT | VLT |  |  |  | STANDARD | CR0028;CR0032 | 2019-05-14 09:39 | 2021-10-11 09:54
busbar | CFIHOS-30000320 | nominal current | CFIHOS-40000241 | AMP | AMP |  |  |  | STANDARD | CR0028;CR0032 | 2019-05-14 09:39 | 2021-10-11 09:54
butterfly control valve | CFIHOS-30000809 | actuation service | CFIHOS-40000638 |  |  | ISA-TR20.00.01-2007 |  |  | STANDARD | CR0029;FR60 | 2019-10-01 02:04 | 2021-10-11 09:54
butterfly control valve | CFIHOS-30000809 | communication protocol | CFIHOS-40000599 |  |  | IEC 60534-7:2010 |  |  | STANDARD | CR0029;FR60 | 2019-10-01 02:04 | 2021-10-11 09:54
butterfly control valve | CFIHOS-30000809 | design specification | CFIHOS-40000487 |  |  | IEC 60534-7:2010 |  |  | STANDARD | CR0029;FR60 | 2019-10-01 02:04 | 2021-10-11 09:54
butterfly control valve | CFIHOS-30000809 | explosion protection gas group | CFIHOS-40000110 | [5 empty] | STANDARD | CR0029 | 2019-10-01 02:04 | 2021-10-11 09:54
butterfly control valve | CFIHOS-30000809 | explosion protection temperature class | CFIHOS-40000112 | [5 empty] | STANDARD | CR0029 | 2019-10-01 02:04 | 2021-10-11 09:54
butterfly control valve | CFIHOS-30000809 | explosion protection zone | CFIHOS-40000113 | [5 empty] | STANDARD | CR0029 | 2019-10-01 02:04 | 2021-10-11 09:54
butterfly control valve | CFIHOS-30000809 | failure action | CFIHOS-40000580 |  |  | API Spec 6D:2014 |  |  | STANDARD | CR0029;FR60 | 2019-10-01 02:04 | 2021-10-11 09:54
butterfly control valve | CFIHOS-30000809 | fire safe | CFIHOS-40000585 | [5 empty] | STANDARD | CR0029 | 2019-10-01 02:04 | 2021-10-11 09:54
butterfly control valve | CFIHOS-30000809 | fluid name | CFIHOS-40000132 |  |  | IEC 60537:1976 Withdrawn;ISA-TR20.00.01-2007;ISO 14224:2016 |  |  | STANDARD | CR0029;FR60 | 2019-10-01 02:04 | 2021-10-11 09:54
butterfly control valve | CFIHOS-30000809 | full opening valve | CFIHOS-40000584 |  |  | ANSI/ISA-75.05.01-2019 |  |  | STANDARD | CR0029;FR60 | 2019-10-01 02:04 | 2021-10-11 09:54
butterfly control valve | CFIHOS-30000809 | input signal range | CFIHOS-40000600 | [5 empty] | STANDARD | CR0029 | 2019-10-01 02:04 | 2021-10-11 09:54
butterfly control valve | CFIHOS-30000809 | input signal type | CFIHOS-40000597 |  |  | IEC 60534-7:2010 |  |  | STANDARD | CR0029;FR60 | 2019-10-01 02:04 | 2021-10-11 09:54
butterfly control valve | CFIHOS-30000809 | nominal diameter | CFIHOS-40000509 | MMT | INH | API Spec 6D:2014 |  |  | STANDARD | CR0029;CR0032;FR60 | 2019-10-01 02:04 | 2021-10-11 09:54
butterfly control valve | CFIHOS-30000809 | normal operating pressure | CFIHOS-40000512 | BRG | 64 | API Spec 6D:2014;ISA-TR20.00.01-2007;ISO 14224:2016 |  |  | STANDARD | CR0029;CR0032;FR60 | 2019-10-01 02:04 | 2021-10-11 09:54
butterfly control valve | CFIHOS-30000809 | normal operating temperature | CFIHOS-40000514 | CEL | FAH | ISO 14224:2016;ANSI/ISA-75.05.01-2019;IEC 60537:1976 Withdrawn |  |  | STANDARD | CR0029;CR0032;FR60 | 2019-10-01 02:04 | 2021-10-11 09:54
butterfly control valve | CFIHOS-30000809 | output signal range | CFIHOS-40000601 | [5 empty] | STANDARD | CR0029 | 2019-10-01 02:04 | 2021-10-11 09:54
butterfly control valve | CFIHOS-30000809 | output signal type | CFIHOS-40000598 |  |  | IEC 60534-7:2010 |  |  | STANDARD | CR0029;FR60 | 2019-10-01 02:04 | 2021-10-11 09:54
butterfly control valve | CFIHOS-30000809 | piping class | CFIHOS-40000488 |  |  | API Spec 6D:2014 |  |  | STANDARD | CR0029;FR60 | 2019-10-01 02:04 | 2021-10-11 09:54
butterfly control valve | CFIHOS-30000809 | safety integrity level | CFIHOS-40000579 |  |  | IEC 60534-7:2010 |  |  | STANDARD | CR0029;FR60 | 2019-10-01 02:04 | 2021-10-11 09:54
butterfly valve | CFIHOS-30000810 | design specification | CFIHOS-40000487 | [5 empty] | STANDARD | CR0029 | 2019-10-01 02:04 | 2021-10-11 09:54
butterfly valve | CFIHOS-30000810 | failure action | CFIHOS-40000580 | [5 empty] | STANDARD | CR0029 | 2019-10-01 02:04 | 2021-10-11 09:54
butterfly valve | CFIHOS-30000810 | fluid name | CFIHOS-40000132 |  |  | ASME B31.3 - 2020;IEC 60537:1976 Withdrawn;ISO 14224:2016 |  |  | STANDARD | CR0029;FR60 | 2019-10-01 02:04 | 2021-10-11 09:54
butterfly valve | CFIHOS-30000810 | full opening valve | CFIHOS-40000584 |  |  | API Spec 6D:2014 |  |  | STANDARD | CR0029;FR60 | 2019-10-01 02:04 | 2021-10-11 09:54
butterfly valve | CFIHOS-30000810 | nominal diameter | CFIHOS-40000509 | MMT | INH | API Spec 6D:2014 |  |  | STANDARD | CR0029;CR0032;FR60 | 2019-10-01 02:04 | 2021-10-11 09:54
butterfly valve | CFIHOS-30000810 | normal operating pressure | CFIHOS-40000512 | BRG | 64 | IEC 60537:1976 Withdrawn;ISO 14224:2016 |  |  | STANDARD | CR0029;CR0032;FR60 | 2019-10-01 02:04 | 2021-10-11 09:54
butterfly valve | CFIHOS-30000810 | normal operating temperature | CFIHOS-40000514 | CEL | FAH | IEC 60537:1976 Withdrawn;ISO 14224:2016 |  |  | STANDARD | CR0029;CR0032;FR60 | 2019-10-01 02:04 | 2021-10-11 09:54
butterfly valve | CFIHOS-30000810 | piping class | CFIHOS-40000488 |  |  | API Spec 6D:2014 |  |  | STANDARD | CR0029;FR60 | 2019-10-01 02:04 | 2021-10-11 09:54
cabinet | CFIHOS-30000007 | explosion protection gas group | CFIHOS-40000110 |  |  | IEC 60529:2013 |  |  | STANDARD | V1.2 | 2017-02-13 22:35 | 2021-10-11 09:54
cabinet | CFIHOS-30000007 | explosion protection temperature class | CFIHOS-40000112 |  |  | IEC 60529:2013 |  |  | STANDARD | V1.2 | 2017-02-13 22:35 | 2021-10-11 09:54
cabinet | CFIHOS-30000007 | explosion protection zone | CFIHOS-40000113 |  |  | IEC 60529:2013 |  |  | STANDARD | V1.2 | 2017-02-13 22:35 | 2021-10-11 09:54
caisson | CFIHOS-30000008 | design specification | CFIHOS-40000487 |  |  | API Spec 4F:2020 |  |  | STANDARD | CR0031;FR60 | 2020-05-05 09:55 | 2021-10-11 09:54
caisson | CFIHOS-30000008 | nominal diameter | CFIHOS-40000509 |  |  | API Spec 4F:2020 |  |  | STANDARD | CR0031;FR60 | 2020-05-05 09:55 | 2021-10-11 09:54
calorimeter | CFIHOS-30000742 | explosion protection gas group | CFIHOS-40000110 |  |  | IEC 60529:2013 |  |  | TERMINATED | CR0014 | 2017-02-13 22:35 | 2021-10-11 09:54 | 2021-10-11 09:54
calorimeter | CFIHOS-30000742 | explosion protection temperature class | CFIHOS-40000112 |  |  | IEC 60529:2013 |  |  | TERMINATED | CR0014 | 2017-02-13 22:35 | 2021-10-11 09:54 | 2021-10-11 09:54
calorimeter | CFIHOS-30000742 | explosion protection zone | CFIHOS-40000113 |  |  | IEC 60529:2013 |  |  | TERMINATED | CR0014 | 2017-02-13 22:35 | 2021-10-11 09:54 | 2021-10-11 09:54
capacitance level transmitter | CFIHOS-30000010 | explosion protection gas group | CFIHOS-40000110 |  |  | IEC 60529:2013 |  |  | TERMINATED | CR0014 | 2017-02-13 22:35 | 2021-10-11 09:54 | 2021-10-11 09:54
capacitance level transmitter | CFIHOS-30000010 | explosion protection temperature class | CFIHOS-40000112 |  |  | IEC 60529:2013 |  |  | TERMINATED | CR0014 | 2017-02-13 22:35 | 2021-10-11 09:54 | 2021-10-11 09:54
capacitance level transmitter | CFIHOS-30000010 | explosion protection zone | CFIHOS-40000113 |  |  | IEC 60529:2013 |  |  | TERMINATED | CR0014 | 2017-02-13 22:35 | 2021-10-11 09:54 | 2021-10-11 09:54
capacitance probe | CFIHOS-30000400 | explosion protection gas group | CFIHOS-40000110 |  |  | IEC 60529:2013 |  |  | TERMINATED | CR0002 | 2017-02-13 22:35 | 2021-10-11 09:54 | 2021-10-11 09:54
capacitance probe | CFIHOS-30000400 | explosion protection temperature class | CFIHOS-40000112 |  |  | IEC 60529:2013 |  |  | TERMINATED | CR0002 | 2017-02-13 22:35 | 2021-10-11 09:54 | 2021-10-11 09:54
capacitance probe | CFIHOS-30000400 | explosion protection zone | CFIHOS-40000113 |  |  | IEC 60529:2013 |  |  | TERMINATED | CR0002 | 2017-02-13 22:35 | 2021-10-11 09:54 | 2021-10-11 09:54
capacitor | CFIHOS-30000733 | explosion protection gas group | CFIHOS-40000110 | [5 empty] | STANDARD | CR0028 | 2019-05-14 09:39 | 2021-10-11 09:54
capacitor | CFIHOS-30000733 | explosion protection temperature class | CFIHOS-40000112 | [5 empty] | STANDARD | CR0028 | 2019-05-14 09:39 | 2021-10-11 09:54
capacitor | CFIHOS-30000733 | explosion protection zone | CFIHOS-40000113 | [5 empty] | STANDARD | CR0028 | 2019-05-14 09:39 | 2021-10-11 09:54
capacitor bank | CFIHOS-30000322 | explosion protection gas group | CFIHOS-40000110 | [5 empty] | STANDARD | CR0028 | 2019-05-14 09:39 | 2021-10-11 09:54
capacitor bank | CFIHOS-30000322 | explosion protection temperature class | CFIHOS-40000112 |  |  | API Spec 6D:2014 |  |  | STANDARD | CR0028 | 2019-05-14 09:39 | 2021-10-11 09:54
capacitor bank | CFIHOS-30000322 | explosion protection zone | CFIHOS-40000113 | [5 empty] | STANDARD | CR0028 | 2019-05-14 09:39 | 2021-10-11 09:54
capacitor bank | CFIHOS-30000322 | nominal current | CFIHOS-40000241 | AMP | AMP |  |  |  | STANDARD | CR0028;CR0032 | 2019-05-14 09:39 | 2021-10-11 09:54
capacitor bank | CFIHOS-30000322 | rated current | CFIHOS-40000521 | AMP | AMP |  |  |  | STANDARD | CR0028;CR0032 | 2019-05-14 09:39 | 2021-10-11 09:54
capacitor bank | CFIHOS-30000322 | rated output power | CFIHOS-40000523 | KWT | K43 |  |  |  | STANDARD | CR0028;CR0032 | 2019-05-14 09:39 | 2021-10-11 09:54
capacitor bank | CFIHOS-30000322 | rated voltage | CFIHOS-40000528 | VLT | VLT |  |  |  | STANDARD | CR0028;CR0032 | 2019-05-14 09:39 | 2021-10-11 09:54
cctv camera | CFIHOS-30000012 | explosion protection gas group | CFIHOS-40000110 |  |  | IEC 60529:2013 |  |  | STANDARD | V1.2 | 2017-02-13 22:35 | 2021-10-11 09:54
cctv camera | CFIHOS-30000012 | explosion protection temperature class | CFIHOS-40000112 |  |  | IEC 60529:2013 |  |  | STANDARD | V1.2 | 2017-02-13 22:35 | 2021-10-11 09:54
cctv camera | CFIHOS-30000012 | explosion protection zone | CFIHOS-40000113 |  |  | IEC 60529:2013 |  |  | STANDARD | V1.2 | 2017-02-13 22:35 | 2021-10-11 09:54
centrifugal compressor | CFIHOS-30000520 | compressibility factor Z at inlet | CFIHOS-40000060 | [5 empty] | STANDARD | CR0009;FR60 | 2017-02-13 22:35 | 2021-10-11 09:54
centrifugal compressor | CFIHOS-30000520 | corrosive agents | CFIHOS-40000064 | [5 empty] | TERMINATED | CR0009 | 2017-02-13 22:35 | 2021-10-11 09:54 | 2021-10-11 09:54
centrifugal compressor | CFIHOS-30000520 | corrosive gas | CFIHOS-40000065 | [5 empty] | TERMINATED | CR0009 | 2017-02-13 22:35 | 2021-10-11 09:54 | 2021-10-11 09:54
centrifugal compressor | CFIHOS-30000520 | design specification | CFIHOS-40000487 | [5 empty] | STANDARD | CR0029 | 2019-10-01 02:04 | 2021-10-11 09:54
centrifugal compressor | CFIHOS-30000520 | direction of rotation | CFIHOS-40000075 | [5 empty] | STANDARD | CR0029 | 2019-10-01 02:04 | 2021-10-11 09:54
centrifugal compressor | CFIHOS-30000520 | explosion protection gas group | CFIHOS-40000110 |  |  | IEC 60529:2013 |  |  | STANDARD | CR0009;FR60 | 2017-02-13 22:35 | 2021-10-11 09:54
centrifugal compressor | CFIHOS-30000520 | explosion protection temperature class | CFIHOS-40000112 |  |  | IEC 60529:2013 |  |  | STANDARD | CR0009;FR60 | 2017-02-13 22:35 | 2021-10-11 09:54
centrifugal compressor | CFIHOS-30000520 | explosion protection zone | CFIHOS-40000113 |  |  | IEC 60529:2013 |  |  | STANDARD | CR0009;FR60 | 2017-02-13 22:35 | 2021-10-11 09:54
centrifugal compressor | CFIHOS-30000520 | fluid name | CFIHOS-40000132 |  |  | ISO 14224:2016 |  |  | STANDARD | CR0009;FR60 | 2017-02-13 22:35 | 2021-10-11 09:54
centrifugal compressor | CFIHOS-30000520 | insulation class | CFIHOS-40000177 | [5 empty] | STANDARD | CR0029 | 2019-10-01 02:04 | 2021-10-11 09:54
centrifugal compressor | CFIHOS-30000520 | lower limit design outlet temperature | CFIHOS-40000550 | [5 empty] | STANDARD | CR0029 | 2019-10-01 02:04 | 2021-10-11 09:54
centrifugal compressor | CFIHOS-30000520 | lower limit operating suction pressure | CFIHOS-40000219 | BRA | PSA | ISO 14224:2016 |  |  | STANDARD | CR0029;CR0032;FR60 | 2019-10-01 02:04 | 2021-10-11 09:54
centrifugal compressor | CFIHOS-30000520 | lower limit operating temperature | CFIHOS-40000504 | CEL | FAH |  |  |  | STANDARD | CR0029;CR0032 | 2019-10-01 02:04 | 2021-10-11 09:54
centrifugal compressor | CFIHOS-30000520 | lower limit operating volume flow rate | CFIHOS-40000505 | MQH | SFM |  |  |  | STANDARD | CR0009;CR0032;FR60 | 2017-02-13 22:35 | 2021-10-11 09:54
centrifugal compressor | CFIHOS-30000520 | molecular weight | CFIHOS-40000506 |  |  | ISO 14224:2016 |  |  | STANDARD | CR0009;FR60 | 2017-02-13 22:35 | 2021-10-11 09:54
centrifugal compressor | CFIHOS-30000520 | normal operating inlet pressure | CFIHOS-40000511 | BRA | PSA |  |  |  | STANDARD | CR0009;CR0032;FR60 | 2017-02-13 22:35 | 2021-10-11 09:54
centrifugal compressor | CFIHOS-30000520 | normal operating inlet temperature | CFIHOS-40000272 | CEL | FAH |  |  |  | STANDARD | CR0009;CR0032;FR60 | 2017-02-13 22:35 | 2021-10-11 09:54
centrifugal compressor | CFIHOS-30000520 | normal operating mass flow rate | CFIHOS-40000275 | E93 | 4U |  |  |  | STANDARD | CR0029;CR0032 | 2019-10-01 02:04 | 2021-10-11 09:54
centrifugal compressor | CFIHOS-30000520 | normal operating outlet pressure | CFIHOS-40000278 | BRA | PSA | ISO 14224:2016 |  |  | STANDARD | CR0009;CR0032;FR60 | 2017-02-13 22:35 | 2021-10-11 09:54
centrifugal compressor | CFIHOS-30000520 | normal operating volume flow rate (at normal operating pressure and normal operating temperature) | CFIHOS-40000289 | MQH | SFM |  |  |  | STANDARD | CR0009;CR0032;FR60 | 2017-02-13 22:35 | 2021-10-11 09:54
centrifugal compressor | CFIHOS-30000520 | operation continuous intermittent | CFIHOS-40000309 | [5 empty] | STANDARD | CR0029 | 2019-10-01 02:04 | 2021-10-11 09:54
centrifugal compressor | CFIHOS-30000520 | process entrainments | CFIHOS-40000321 | [5 empty] | TERMINATED | CR0009 | 2017-02-13 22:35 | 2021-10-11 09:54 | 2021-10-11 09:54
centrifugal compressor | CFIHOS-30000520 | settle out pressure | CFIHOS-40000342 | [5 empty] | TERMINATED | CR0009 | 2017-02-13 22:35 | 2021-10-11 09:54 | 2021-10-11 09:54
centrifugal compressor | CFIHOS-30000520 | specific heat ratio Cp/Cv at inlet | CFIHOS-40000373 | [5 empty] | STANDARD | CR0009;FR60 | 2017-02-13 22:35 | 2021-10-11 09:54
centrifugal compressor | CFIHOS-30000520 | test medium | CFIHOS-40000412 | [5 empty] | STANDARD | CR0029 | 2019-10-01 02:04 | 2021-10-11 09:54
centrifugal compressor | CFIHOS-30000520 | test pressure | CFIHOS-40000532 | BRG | 64 |  |  |  | STANDARD | CR0029;CR0032 | 2019-10-01 02:04 | 2021-10-11 09:54
centrifugal compressor | CFIHOS-30000520 | upper limit allowable speed | CFIHOS-40000453 | RPM | RPM | API Std 617:2014 |  |  | STANDARD | CR0029;CR0032;FR60 | 2019-10-01 02:04 | 2021-10-11 09:54
centrifugal compressor | CFIHOS-30000520 | upper limit design outlet temperature | CFIHOS-40000572 | [5 empty] | STANDARD | CR0029 | 2019-10-01 02:04 | 2021-10-11 09:54
centrifugal compressor | CFIHOS-30000520 | upper limit design volume flow rate | CFIHOS-40000573 |  |  | ISO 14224:2016 |  |  | STANDARD | CR0029;FR60 | 2019-10-01 02:04 | 2021-10-11 09:54
centrifugal compressor | CFIHOS-30000520 | upper limit operating inlet pressure | CFIHOS-40000466 | BRA | PSA |  |  |  | STANDARD | CR0029;CR0032 | 2019-10-01 02:04 | 2021-10-11 09:54
centrifugal compressor | CFIHOS-30000520 | upper limit operating outlet pressure | CFIHOS-40000575 |  |  | ISO 14224:2016 |  |  | STANDARD | CR0029;FR60 | 2019-10-01 02:04 | 2021-10-11 09:54
centrifugal compressor | CFIHOS-30000520 | upper limit operating temperature | CFIHOS-40000538 | CEL | FAH |  |  |  | STANDARD | CR0029;CR0032 | 2019-10-01 02:04 | 2021-10-11 09:54
centrifugal pump | CFIHOS-30000521 | chloride concentration | CFIHOS-40000040 | [5 empty] | TERMINATED | CR0009 | 2017-02-13 22:35 | 2021-10-11 09:54 | 2021-10-11 09:54
centrifugal pump | CFIHOS-30000521 | corrosive liquid | CFIHOS-40000066 |  |  | ISO 14224:2016 |  |  | TERMINATED | CR0009 | 2017-02-13 22:35 | 2021-10-11 09:54 | 2021-10-11 09:54
centrifugal pump | CFIHOS-30000521 | density | CFIHOS-40000546 | [5 empty] | STANDARD | CR0029 | 2019-10-01 02:04 | 2021-10-11 09:54
centrifugal pump | CFIHOS-30000521 | design specification | CFIHOS-40000487 | [5 empty] | STANDARD | CR0029 | 2019-10-01 02:04 | 2021-10-11 09:54
centrifugal pump | CFIHOS-30000521 | erosive liquid | CFIHOS-40000104 |  |  | ISO 14224:2016 |  |  | TERMINATED | CR0009 | 2017-02-13 22:35 | 2021-10-11 09:54 | 2021-10-11 09:54
centrifugal pump | CFIHOS-30000521 | explosion protection gas group | CFIHOS-40000110 |  |  | IEC 60529:2013 |  |  | STANDARD | CR0009;FR60 | 2017-02-13 22:35 | 2021-10-11 09:54
centrifugal pump | CFIHOS-30000521 | explosion protection temperature class | CFIHOS-40000112 |  |  | IEC 60529:2013 |  |  | STANDARD | CR0009;FR60 | 2017-02-13 22:35 | 2021-10-11 09:54
centrifugal pump | CFIHOS-30000521 | explosion protection zone | CFIHOS-40000113 |  |  | IEC 60529:2013 |  |  | STANDARD | CR0009;FR60 | 2017-02-13 22:35 | 2021-10-11 09:54
centrifugal pump | CFIHOS-30000521 | fluid name | CFIHOS-40000132 |  |  | ISO 14224:2016 |  |  | STANDARD | CR0029;FR60 | 2019-10-01 02:04 | 2021-10-11 09:54
centrifugal pump | CFIHOS-30000521 | H2S concentration | CFIHOS-40000142 | [5 empty] | TERMINATED | CR0009 | 2017-02-13 22:35 | 2021-10-11 09:54 | 2021-10-11 09:54
centrifugal pump | CFIHOS-30000521 | immersed | CFIHOS-40000172 |  |  | ISO 14224:2016 |  |  | STANDARD | CR0009;FR60 | 2017-02-13 22:35 | 2021-10-11 09:54
centrifugal pump | CFIHOS-30000521 | insulation class | CFIHOS-40000177 | [5 empty] | STANDARD | CR0029 | 2019-10-01 02:04 | 2021-10-11 09:54
centrifugal pump | CFIHOS-30000521 | liquid hazardous category | CFIHOS-40000204 | [5 empty] | TERMINATED | CR0009 | 2017-02-13 22:35 | 2021-10-11 09:54 | 2021-10-11 09:54
centrifugal pump | CFIHOS-30000521 | liquid name | CFIHOS-40000205 |  |  | ISO 14224:2016 |  |  | TERMINATED | CR0009 | 2017-02-13 22:35 | 2021-10-11 09:54 | 2021-10-11 09:54
centrifugal pump | CFIHOS-30000521 | lower limit ambient operating temperature | CFIHOS-40000206 | CEL | FAH |  |  |  | STANDARD | CR0029;CR0032 | 2019-10-01 02:04 | 2021-10-11 09:54
centrifugal pump | CFIHOS-30000521 | lower limit design temperature | CFIHOS-40000503 | CEL | FAH |  |  |  | STANDARD | CR0029;CR0032 | 2019-10-01 02:04 | 2021-10-11 09:54
centrifugal pump | CFIHOS-30000521 | lower limit operating inlet pressure | CFIHOS-40000552 |  |  | API Std 610:2010;API Std 675:2019;ISO 13709:2009 |  |  | STANDARD | CR0029;FR60 | 2019-10-01 02:04 | 2021-10-11 09:54
centrifugal pump | CFIHOS-30000521 | lower limit operating outlet pressure | CFIHOS-40000554 |  |  | API Std 610:2010;API Std 675:2019;ISO 13709:2009 |  |  | STANDARD | CR0029;FR60 | 2019-10-01 02:04 | 2021-10-11 09:54
centrifugal pump | CFIHOS-30000521 | lower limit operating temperature | CFIHOS-40000504 | CEL | FAH |  |  |  | STANDARD | CR0009;CR0032;FR60 | 2017-02-13 22:35 | 2021-10-11 09:54
centrifugal pump | CFIHOS-30000521 | lower limit operating volume flow rate | CFIHOS-40000505 | MQH | SFM |  |  |  | STANDARD | CR0009;CR0032;FR60 | 2017-02-13 22:35 | 2021-10-11 09:54
centrifugal pump | CFIHOS-30000521 | net positive suction head available | CFIHOS-40000507 | MTR | FOT |  |  |  | STANDARD | CR0009;CR0032;FR60 | 2017-02-13 22:35 | 2021-10-11 09:54
centrifugal pump | CFIHOS-30000521 | normal operating differential pressure | CFIHOS-40000254 | [5 empty] | TERMINATED | CR0009 | 2017-02-13 22:35 | 2021-10-11 09:54 | 2021-10-11 09:54
centrifugal pump | CFIHOS-30000521 | normal operating dynamic viscosity | CFIHOS-40000255 | C24 | C7 |  |  |  | STANDARD | CR0009;CR0032;FR60 | 2017-02-13 22:35 | 2021-10-11 09:54
centrifugal pump | CFIHOS-30000521 | normal operating inlet pressure | CFIHOS-40000511 | BRA | PSA |  |  |  | STANDARD | CR0009;CR0032;FR60 | 2017-02-13 22:35 | 2021-10-11 09:54
centrifugal pump | CFIHOS-30000521 | normal operating inlet temperature | CFIHOS-40000272 | CEL | FAH |  |  |  | STANDARD | CR0029;CR0032 | 2019-10-01 02:04 | 2021-10-11 09:54
centrifugal pump | CFIHOS-30000521 | normal operating outlet pressure | CFIHOS-40000278 | BRA | PSA | ISO 13709:2009 |  |  | STANDARD | CR0009;CR0032;FR60 | 2017-02-13 22:35 | 2021-10-11 09:54
centrifugal pump | CFIHOS-30000521 | normal operating specific gravity | CFIHOS-40000284 | [5 empty] | TERMINATED | CR0009 | 2017-02-13 22:35 | 2021-10-11 09:54 | 2021-10-11 09:54
centrifugal pump | CFIHOS-30000521 | normal operating temperature | CFIHOS-40000514 | CEL | FAH |  |  |  | STANDARD | CR0009;CR0032;FR60 | 2017-02-13 22:35 | 2021-10-11 09:54
centrifugal pump | CFIHOS-30000521 | normal operating vapour pressure | CFIHOS-40000515 | [5 empty] | TERMINATED | CR0009 | 2017-02-13 22:35 | 2021-10-11 09:54 | 2021-10-11 09:54
centrifugal pump | CFIHOS-30000521 | normal operating volume flow rate | CFIHOS-40000558 |  |  | API Std 675:2019 |  |  | STANDARD | CR0029;FR60 | 2019-10-01 02:04 | 2021-10-11 09:54
centrifugal pump | CFIHOS-30000521 | normal volume flow rate | CFIHOS-40000293 | [5 empty] | TERMINATED | CR0009 | 2017-02-13 22:35 | 2021-10-11 09:54 | 2021-10-11 09:54
centrifugal pump | CFIHOS-30000521 | operation continuous intermittent | CFIHOS-40000309 | [5 empty] | STANDARD | CR0009;FR60 | 2017-02-13 22:35 | 2021-10-11 09:54
centrifugal pump | CFIHOS-30000521 | operation single/parallel | CFIHOS-40000310 | [5 empty] | STANDARD | CR0009;FR60 | 2017-02-13 22:35 | 2021-10-11 09:54
centrifugal pump | CFIHOS-30000521 | orientation | CFIHOS-40000561 |  |  | ISO 14224:2016 |  |  | STANDARD | CR0029;FR60 | 2019-10-01 02:04 | 2021-10-11 09:54
centrifugal pump | CFIHOS-30000521 | pump type | CFIHOS-40000637 |  |  | API Std 610:2010;API Std 675:2019;API Std 676:2009;API Std 681:1996;ISO 13709:2009 |  |  | STANDARD | CR0029;FR60 | 2019-10-01 02:04 | 2021-10-12 14:17
centrifugal pump | CFIHOS-30000521 | rated volume flow rate | CFIHOS-40000333 |  |  | ISO 13709:2009;API Std 610:2010 |  |  | TERMINATED | CR0009 | 2017-02-13 22:35 | 2021-10-11 09:54 | 2021-10-11 09:54
centrifugal pump | CFIHOS-30000521 | test medium | CFIHOS-40000412 | [5 empty] | STANDARD | CR0029 | 2019-10-01 02:04 | 2021-10-11 09:54
centrifugal pump | CFIHOS-30000521 | test pressure | CFIHOS-40000532 | BRG | 64 | API Std 610:2010;API Std 675:2019;ISO 13709:2009 |  |  | STANDARD | CR0029;CR0032;FR60 | 2019-10-01 02:04 | 2021-10-11 09:54
centrifugal pump | CFIHOS-30000521 | upper limit ambient operating temperature | CFIHOS-40000454 | CEL | FAH |  |  |  | STANDARD | CR0029;CR0032 | 2019-10-01 02:04 | 2021-10-11 09:54
centrifugal pump | CFIHOS-30000521 | upper limit design pressure | CFIHOS-40000535 | BRG | 64 |  |  |  | STANDARD | CR0029;CR0032 | 2019-10-01 02:04 | 2021-10-11 09:54
centrifugal pump | CFIHOS-30000521 | upper limit design temperature | CFIHOS-40000536 | CEL | FAH |  |  |  | STANDARD | CR0029;CR0032 | 2019-10-01 02:04 | 2021-10-11 09:54
centrifugal pump | CFIHOS-30000521 | upper limit operating inlet pressure | CFIHOS-40000466 | BRA | PSA |  |  |  | STANDARD | CR0009;CR0032;FR60 | 2017-02-13 22:35 | 2021-10-11 09:54
centrifugal pump | CFIHOS-30000521 | upper limit operating outlet pressure | CFIHOS-40000575 |  |  | API Std 610:2010;API Std 675:2019;ISO 13709:2009 |  |  | STANDARD | CR0029;FR60 | 2019-10-01 02:04 | 2021-10-11 09:54
centrifugal pump | CFIHOS-30000521 | upper limit operating temperature | CFIHOS-40000538 | CEL | FAH |  |  |  | STANDARD | CR0009;CR0032;FR60 | 2017-02-13 22:35 | 2021-10-11 09:54
centrifugal pump | CFIHOS-30000521 | upper limit operating volume flow rate | CFIHOS-40000577 | [5 empty] | STANDARD | CR0029 | 2019-10-01 02:04 | 2021-10-11 09:54
centrifuge | CFIHOS-30000522 | explosion protection gas group | CFIHOS-40000110 |  |  | IEC 60529:2013 |  |  | STANDARD | V1.2 | 2017-02-13 22:35 | 2021-10-11 09:54
centrifuge | CFIHOS-30000522 | explosion protection temperature class | CFIHOS-40000112 |  |  | IEC 60529:2013 |  |  | STANDARD | V1.2 | 2017-02-13 22:35 | 2021-10-11 09:54
centrifuge | CFIHOS-30000522 | explosion protection zone | CFIHOS-40000113 |  |  | IEC 60529:2013 |  |  | STANDARD | V1.2 | 2017-02-13 22:35 | 2021-10-11 09:54
centrifuge | CFIHOS-30000522 | lower limit design temperature | CFIHOS-40000503 | [5 empty] | STANDARD | CR0031;FR60 | 2020-05-05 09:55 | 2021-10-11 09:54
centrifuge | CFIHOS-30000522 | normal operating liquid density | CFIHOS-40000273 | [5 empty] | STANDARD | CR0031;FR60 | 2020-05-05 09:55 | 2021-10-11 09:54
centrifuge | CFIHOS-30000522 | normal operating liquid dynamic viscosity | CFIHOS-40000274 | [5 empty] | STANDARD | CR0031;FR60 | 2020-05-05 09:55 | 2021-10-11 09:54
centrifuge | CFIHOS-30000522 | test pressure | CFIHOS-40000532 | [5 empty] | STANDARD | CR0031;FR60 | 2020-05-05 09:55 | 2021-10-11 09:54
centrifuge | CFIHOS-30000522 | upper limit design pressure | CFIHOS-40000535 | BRG | 64 | API Spec 6D:2014 |  |  | STANDARD | CR0028;CR0032 | 2019-05-14 09:39 | 2021-10-11 09:54
centrifuge | CFIHOS-30000522 | upper limit design temperature | CFIHOS-40000536 | [5 empty] | STANDARD | CR0031;FR60 | 2020-05-05 09:55 | 2021-10-11 09:54
centrifuge | CFIHOS-30000522 | upper limit operating pressure | CFIHOS-40000537 | [5 empty] | STANDARD | CR0031;FR60 | 2020-05-05 09:55 | 2021-10-11 09:54
centrifuge | CFIHOS-30000522 | upper limit operating temperature | CFIHOS-40000538 | [5 empty] | STANDARD | CR0031;FR60 | 2020-05-05 09:55 | 2021-10-11 09:54
chain | CFIHOS-30000596 | design specification | CFIHOS-40000487 |  |  | Machinery Directive 2006/42/EC |  |  | STANDARD | CR0031;FR60 | 2020-05-05 09:55 | 2021-10-11 09:54
chain | CFIHOS-30000596 | explosion protection zone | CFIHOS-40000113 |  |  | Machinery Directive 2006/42/EC |  |  | STANDARD | CR0031;FR60 | 2020-05-05 09:55 | 2021-10-11 09:54
chain | CFIHOS-30000596 | lower limit design pressure | CFIHOS-40000551 |  |  | Machinery Directive 2006/42/EC |  |  | STANDARD | CR0031;FR60 | 2020-05-05 09:55 | 2021-10-11 09:54
chain | CFIHOS-30000596 | lower limit design temperature | CFIHOS-40000503 |  |  | Machinery Directive 2006/42/EC |  |  | STANDARD | CR0031;FR60 | 2020-05-05 09:55 | 2021-10-11 09:54
chain | CFIHOS-30000596 | upper limit design pressure | CFIHOS-40000535 |  |  | Machinery Directive 2006/42/EC |  |  | STANDARD | CR0031;FR60 | 2020-05-05 09:55 | 2021-10-11 09:54
chain | CFIHOS-30000596 | upper limit design temperature | CFIHOS-40000536 |  |  | Machinery Directive 2006/42/EC |  |  | STANDARD | CR0031;FR60 | 2020-05-05 09:55 | 2021-10-11 09:54
chain conveyor | CFIHOS-30000563 | design specification | CFIHOS-40000487 |  |  | ANSI/CEMA 350-2015 |  |  | STANDARD | FR74 | 2021-10-11 09:54 | 2021-10-11 09:54
chain conveyor | CFIHOS-30000563 | explosion protection zone | CFIHOS-40000113 |  |  | ANSI/CEMA 350-2015 |  |  | STANDARD | FR74 | 2021-10-11 09:54 | 2021-10-11 09:54
chain conveyor | CFIHOS-30000563 | lower limit design temperature | CFIHOS-40000503 |  |  | ANSI/CEMA 350-2015 |  |  | STANDARD | FR74 | 2021-10-11 09:54 | 2021-10-11 09:54
chain conveyor | CFIHOS-30000563 | normal volume flow rate | CFIHOS-40000293 |  |  | ANSI/CEMA 350-2015 |  |  | STANDARD | FR74 | 2021-10-11 09:54 | 2021-10-11 09:54
chain conveyor | CFIHOS-30000563 | upper limit design temperature | CFIHOS-40000536 |  |  | ANSI/CEMA 350-2015 |  |  | STANDARD | FR74 | 2021-10-11 09:54 | 2021-10-11 09:54
chain hoist | CFIHOS-30000013 | explosion protection gas group | CFIHOS-40000110 |  |  | IEC 60529:2013 |  |  | STANDARD | V1.2 | 2017-02-13 22:35 | 2021-10-11 09:54
chain hoist | CFIHOS-30000013 | explosion protection temperature class | CFIHOS-40000112 |  |  | IEC 60529:2013 |  |  | STANDARD | V1.2 | 2017-02-13 22:35 | 2021-10-11 09:54
chain hoist | CFIHOS-30000013 | explosion protection zone | CFIHOS-40000113 |  |  | IEC 60529:2013 |  |  | STANDARD | V1.2 | 2017-02-13 22:35 | 2021-10-11 09:54
check valve | CFIHOS-30000636 | design specification | CFIHOS-40000487 |  |  | IEC 60537:1976 Withdrawn;ISO 14224:2016 |  |  | STANDARD | CR0028 | 2019-05-14 09:39 | 2021-10-11 09:54
check valve | CFIHOS-30000636 | failure action | CFIHOS-40000580 | [5 empty] | STANDARD | CR0028 | 2019-05-14 09:39 | 2021-10-11 09:54
check valve | CFIHOS-30000636 | fluid name | CFIHOS-40000132 |  |  | IEC 60537:1976 Withdrawn;ISO 14224:2016 |  |  | STANDARD | CR0028 | 2019-05-14 09:39 | 2021-10-11 09:54
check valve | CFIHOS-30000636 | nominal diameter | CFIHOS-40000509 | MMT | INH | ASME B31.3 - 2020;IEC 60537:1976 Withdrawn;ISO 14224:2016 |  |  | STANDARD | CR0028;CR0032 | 2019-05-14 09:39 | 2021-10-11 09:54
check valve | CFIHOS-30000636 | normal operating pressure | CFIHOS-40000512 | BRG | 64 |  |  |  | STANDARD | CR0028;CR0032 | 2019-05-14 09:39 | 2021-10-11 09:54
check valve | CFIHOS-30000636 | normal operating temperature | CFIHOS-40000514 | CEL | FAH | IEC 60537:1976 Withdrawn;ISO 14224:2016 |  |  | STANDARD | CR0028;CR0032 | 2019-05-14 09:39 | 2021-10-11 09:54
check valve | CFIHOS-30000636 | piping class | CFIHOS-40000488 | [5 empty] | STANDARD | CR0028 | 2019-05-14 09:39 | 2021-10-11 09:54
choke control valve | CFIHOS-30000811 | actuation service | CFIHOS-40000638 |  |  | ISA-TR20.00.01-2007 |  |  | STANDARD | CR0029;FR60 | 2019-10-01 02:04 | 2021-10-11 09:54
choke control valve | CFIHOS-30000811 | communication protocol | CFIHOS-40000599 |  |  | IEC 60534-7:2010 |  |  | STANDARD | CR0029;FR60 | 2019-10-01 02:04 | 2021-10-11 09:54
choke control valve | CFIHOS-30000811 | design specification | CFIHOS-40000487 |  |  | IEC 60534-7:2010 |  |  | STANDARD | CR0029;FR60 | 2019-10-01 02:04 | 2021-10-11 09:54
choke control valve | CFIHOS-30000811 | explosion protection gas group | CFIHOS-40000110 | [5 empty] | STANDARD | CR0029 | 2019-10-01 02:04 | 2021-10-11 09:54
choke control valve | CFIHOS-30000811 | explosion protection temperature class | CFIHOS-40000112 | [5 empty] | STANDARD | CR0029 | 2019-10-01 02:04 | 2021-10-11 09:54
choke control valve | CFIHOS-30000811 | explosion protection zone | CFIHOS-40000113 | [5 empty] | STANDARD | CR0029 | 2019-10-01 02:04 | 2021-10-11 09:54
choke control valve | CFIHOS-30000811 | failure action | CFIHOS-40000580 |  |  | API Spec 6D:2014 |  |  | STANDARD | CR0029;FR60 | 2019-10-01 02:04 | 2021-10-11 09:54
choke control valve | CFIHOS-30000811 | fire safe | CFIHOS-40000585 | [5 empty] | STANDARD | CR0029 | 2019-10-01 02:04 | 2021-10-11 09:54
choke control valve | CFIHOS-30000811 | fluid name | CFIHOS-40000132 |  |  | IEC 60537:1976 Withdrawn;ISA-TR20.00.01-2007;ISO 14224:2016 |  |  | STANDARD | CR0029;FR60 | 2019-10-01 02:04 | 2021-10-11 09:54
choke control valve | CFIHOS-30000811 | full opening valve | CFIHOS-40000584 |  |  | ANSI/ISA-75.05.01-2019 |  |  | STANDARD | CR0029;FR60 | 2019-10-01 02:04 | 2021-10-11 09:54
choke control valve | CFIHOS-30000811 | input signal range | CFIHOS-40000600 | [5 empty] | STANDARD | CR0029 | 2019-10-01 02:04 | 2021-10-11 09:54
choke control valve | CFIHOS-30000811 | input signal type | CFIHOS-40000597 |  |  | IEC 60534-7:2010 |  |  | STANDARD | CR0029;FR60 | 2019-10-01 02:04 | 2021-10-11 09:54
choke control valve | CFIHOS-30000811 | nominal diameter | CFIHOS-40000509 | MMT | INH | API Spec 6D:2014 |  |  | STANDARD | CR0029;CR0032;FR60 | 2019-10-01 02:04 | 2021-10-11 09:54
choke control valve | CFIHOS-30000811 | normal operating pressure | CFIHOS-40000512 | BRG | 64 | API Spec 6D:2014;ISA-TR20.00.01-2007;ISO 14224:2016 |  |  | STANDARD | CR0029;CR0032;FR60 | 2019-10-01 02:04 | 2021-10-11 09:54
choke control valve | CFIHOS-30000811 | normal operating temperature | CFIHOS-40000514 | CEL | FAH | ISO 14224:2016;ANSI/ISA-75.05.01-2019;IEC 60537:1976 Withdrawn |  |  | STANDARD | CR0029;CR0032;FR60 | 2019-10-01 02:04 | 2021-10-11 09:54
choke control valve | CFIHOS-30000811 | output signal range | CFIHOS-40000601 | [5 empty] | STANDARD | CR0029 | 2019-10-01 02:04 | 2021-10-11 09:54
choke control valve | CFIHOS-30000811 | output signal type | CFIHOS-40000598 |  |  | IEC 60534-7:2010 |  |  | STANDARD | CR0029;FR60 | 2019-10-01 02:04 | 2021-10-11 09:54
choke control valve | CFIHOS-30000811 | piping class | CFIHOS-40000488 |  |  | API Spec 6D:2014 |  |  | STANDARD | CR0029;FR60 | 2019-10-01 02:04 | 2021-10-11 09:54
choke control valve | CFIHOS-30000811 | safety integrity level | CFIHOS-40000579 |  |  | IEC 60534-7:2010 |  |  | STANDARD | CR0029;FR60 | 2019-10-01 02:04 | 2021-10-11 09:54
choke valve | CFIHOS-30000812 | design specification | CFIHOS-40000487 | [5 empty] | STANDARD | CR0029 | 2019-10-01 02:04 | 2021-10-11 09:54
choke valve | CFIHOS-30000812 | failure action | CFIHOS-40000580 | [5 empty] | STANDARD | CR0029 | 2019-10-01 02:04 | 2021-10-11 09:54
choke valve | CFIHOS-30000812 | fluid name | CFIHOS-40000132 |  |  | ASME B31.3 - 2020;IEC 60537:1976 Withdrawn;ISO 14224:2016 |  |  | STANDARD | CR0029;FR60 | 2019-10-01 02:04 | 2021-10-11 09:54
choke valve | CFIHOS-30000812 | full opening valve | CFIHOS-40000584 |  |  | API Spec 6D:2014 |  |  | STANDARD | CR0029;FR60 | 2019-10-01 02:04 | 2021-10-11 09:54
choke valve | CFIHOS-30000812 | nominal diameter | CFIHOS-40000509 | MMT | INH | API Spec 6D:2014 |  |  | STANDARD | CR0029;CR0032;FR60 | 2019-10-01 02:04 | 2021-10-11 09:54
choke valve | CFIHOS-30000812 | normal operating pressure | CFIHOS-40000512 | BRG | 64 | IEC 60537:1976 Withdrawn;ISO 14224:2016 |  |  | STANDARD | CR0029;CR0032;FR60 | 2019-10-01 02:04 | 2021-10-11 09:54
choke valve | CFIHOS-30000812 | normal operating temperature | CFIHOS-40000514 | CEL | FAH | IEC 60537:1976 Withdrawn;ISO 14224:2016 |  |  | STANDARD | CR0029;CR0032;FR60 | 2019-10-01 02:04 | 2021-10-11 09:54
choke valve | CFIHOS-30000812 | piping class | CFIHOS-40000488 |  |  | API Spec 6D:2014 |  |  | STANDARD | CR0029;FR60 | 2019-10-01 02:04 | 2021-10-11 09:54
circuit-breaker | CFIHOS-30000323 | breaking capacity | CFIHOS-40000029 | AMP | AMP |  |  |  | STANDARD | CR0032 | 2017-02-13 22:35 | 2021-10-11 09:54
circuit-breaker | CFIHOS-30000323 | explosion protection gas group | CFIHOS-40000110 | [5 empty] | STANDARD | CR0028 | 2019-05-14 09:39 | 2021-10-11 09:54
circuit-breaker | CFIHOS-30000323 | explosion protection temperature class | CFIHOS-40000112 | [5 empty] | STANDARD | CR0028 | 2019-05-14 09:39 | 2021-10-11 09:54
circuit-breaker | CFIHOS-30000323 | explosion protection zone | CFIHOS-40000113 | [5 empty] | STANDARD | CR0028 | 2019-05-14 09:39 | 2021-10-11 09:54
circuit-breaker | CFIHOS-30000323 | making capacity | CFIHOS-40000222 | [5 empty] | TERMINATED | CR0028 | 2017-02-13 22:35 | 2021-10-11 09:54 | 2021-10-11 09:54
circuit-breaker | CFIHOS-30000323 | nominal current | CFIHOS-40000241 | AMP | AMP |  |  |  | STANDARD | CR0028;CR0032 | 2019-05-14 09:39 | 2021-10-11 09:54
circuit-breaker | CFIHOS-30000323 | number of electrical phases | CFIHOS-40000302 | [5 empty] | STANDARD | CR0028 | 2019-05-14 09:39 | 2021-10-11 09:54
circuit-breaker | CFIHOS-30000323 | number of electrical phases for circuit-breaker | CFIHOS-40000303 | [5 empty] | TERMINATED | CR0028 | 2017-02-13 22:35 | 2021-10-11 09:54 | 2021-10-11 09:54
circuit-breaker | CFIHOS-30000323 | operating voltage | CFIHOS-40000603 | [5 empty] | STANDARD | CR0028 | 2019-05-14 09:39 | 2021-10-11 09:54
circuit-breaker | CFIHOS-30000323 | rated current | CFIHOS-40000521 | AMP | AMP |  |  |  | STANDARD | CR0032 | 2017-02-13 22:35 | 2021-10-11 09:54
circuit-breaker | CFIHOS-30000323 | rated frequency | CFIHOS-40000522 | HTZ | HTZ |  |  |  | STANDARD | CR0032 | 2017-02-13 22:35 | 2021-10-11 09:54
circuit-breaker | CFIHOS-30000323 | rated short circuit current | CFIHOS-40000331 | B22 | B22 |  |  |  | STANDARD | CR0028;CR0032 | 2019-05-14 09:39 | 2021-10-11 09:54
circuit-breaker | CFIHOS-30000323 | rated voltage | CFIHOS-40000528 | VLT | VLT |  |  |  | STANDARD | CR0032 | 2017-02-13 22:35 | 2021-10-11 09:54
cloud point analyser | CFIHOS-30000401 | explosion protection gas group | CFIHOS-40000110 |  |  | IEC 60529:2013 |  |  | STANDARD | CR0002;FR60 | 2017-02-13 22:35 | 2021-10-11 09:54
cloud point analyser | CFIHOS-30000401 | explosion protection temperature class | CFIHOS-40000112 |  |  | IEC 60529:2013 |  |  | STANDARD | CR0002;FR60 | 2017-02-13 22:35 | 2021-10-11 09:54
cloud point analyser | CFIHOS-30000401 | explosion protection zone | CFIHOS-40000113 |  |  | IEC 60529:2013 |  |  | STANDARD | CR0002;FR60 | 2017-02-13 22:35 | 2021-10-11 09:54
coalescer | CFIHOS-30000572 | coil normal operating pressure | CFIHOS-40000042 | [5 empty] | TERMINATED | CR0028 | 2017-02-13 22:35 | 2021-10-11 09:54 | 2021-10-11 09:54
coalescer | CFIHOS-30000572 | coil normal operating temperature | CFIHOS-40000043 | [5 empty] | TERMINATED | CR0028 | 2017-02-13 22:35 | 2021-10-11 09:54 | 2021-10-11 09:54
coalescer | CFIHOS-30000572 | design specification | CFIHOS-40000487 | [5 empty] | STANDARD | CR0028 | 2019-05-14 09:39 | 2021-10-11 09:54
coalescer | CFIHOS-30000572 | external coating specification | CFIHOS-40000613 | [5 empty] | STANDARD | CR0028 | 2019-05-14 09:39 | 2021-10-11 09:54
coalescer | CFIHOS-30000572 | external insulation type | CFIHOS-40000114 |  |  | ASME BPVC Section VIII |  |  | STANDARD | V1.2 | 2017-02-13 22:35 | 2021-10-11 09:54
coalescer | CFIHOS-30000572 | external upper limit design pressure | CFIHOS-40000119 | [5 empty] | TERMINATED | CR0028 | 2017-02-13 22:35 | 2021-10-11 09:54 | 2021-10-11 09:54
coalescer | CFIHOS-30000572 | fluid name | CFIHOS-40000132 | [5 empty] | STANDARD | V1.2 | 2017-02-13 22:35 | 2021-10-11 09:54
coalescer | CFIHOS-30000572 | internal insulation type | CFIHOS-40000187 | [5 empty] | TERMINATED | CR0028 | 2017-02-13 22:35 | 2021-10-11 09:54 | 2021-10-11 09:54
coalescer | CFIHOS-30000572 | internal upper limit design pressure | CFIHOS-40000192 | [5 empty] | TERMINATED | CR0028 | 2017-02-13 22:35 | 2021-10-11 09:54 | 2021-10-11 09:54
coalescer | CFIHOS-30000572 | jacket normal operating pressure | CFIHOS-40000196 | [5 empty] | TERMINATED | CR0028 | 2017-02-13 22:35 | 2021-10-11 09:54 | 2021-10-11 09:54
coalescer | CFIHOS-30000572 | jacket normal operating temperature | CFIHOS-40000197 | [5 empty] | TERMINATED | CR0028 | 2017-02-13 22:35 | 2021-10-11 09:54 | 2021-10-11 09:54
coalescer | CFIHOS-30000572 | lower limit operating pressure | CFIHOS-40000556 | [5 empty] | STANDARD | CR0028 | 2019-05-14 09:39 | 2021-10-11 09:54
coalescer | CFIHOS-30000572 | lower limit operating temperature | CFIHOS-40000504 | CEL | FAH |  |  |  | STANDARD | CR0032 | 2017-02-13 22:35 | 2021-10-11 09:54
coalescer | CFIHOS-30000572 | minimum design metal temperature | CFIHOS-40000232 | [5 empty] | TERMINATED | CR0028 | 2017-02-13 22:35 | 2021-10-11 09:54 | 2021-10-11 09:54
coalescer | CFIHOS-30000572 | orientation | CFIHOS-40000561 | [5 empty] | STANDARD | CR0028 | 2019-05-14 09:39 | 2021-10-11 09:54
coalescer | CFIHOS-30000572 | shell normal external operating pressure | CFIHOS-40000356 | [5 empty] | TERMINATED | CR0028 | 2017-02-13 22:35 | 2021-10-11 09:54 | 2021-10-11 09:54
coalescer | CFIHOS-30000572 | shell normal internal operating pressure | CFIHOS-40000357 | [5 empty] | TERMINATED | CR0028 | 2017-02-13 22:35 | 2021-10-11 09:54 | 2021-10-11 09:54
coalescer | CFIHOS-30000572 | shell normal operating temperature | CFIHOS-40000358 | [5 empty] | TERMINATED | CR0028 | 2017-02-13 22:35 | 2021-10-11 09:54 | 2021-10-11 09:54
coalescer | CFIHOS-30000572 | upper limit design pressure | CFIHOS-40000535 | BRG | 64 |  |  |  | STANDARD | CR0028;CR0032 | 2019-05-14 09:39 | 2021-10-11 09:54
coalescer | CFIHOS-30000572 | upper limit design temperature | CFIHOS-40000536 | CEL | FAH |  |  |  | STANDARD | CR0032 | 2017-02-13 22:35 | 2021-10-11 09:54
coalescer | CFIHOS-30000572 | upper limit operating pressure | CFIHOS-40000537 | BRG | 64 |  |  |  | STANDARD | CR0028;CR0032 | 2019-05-14 09:39 | 2021-10-11 09:54
coalescer | CFIHOS-30000572 | upper limit operating temperature | CFIHOS-40000538 | CEL | FAH |  |  |  | STANDARD | CR0032 | 2017-02-13 22:35 | 2021-10-11 09:54
cold filter plugging point analyser | CFIHOS-30000019 | explosion protection gas group | CFIHOS-40000110 |  |  | IEC 60529:2013 |  |  | STANDARD | CR0002;FR60 | 2017-02-13 22:35 | 2021-10-11 09:54
cold filter plugging point analyser | CFIHOS-30000019 | explosion protection temperature class | CFIHOS-40000112 |  |  | IEC 60529:2013 |  |  | STANDARD | CR0002;FR60 | 2017-02-13 22:35 | 2021-10-11 09:54
cold filter plugging point analyser | CFIHOS-30000019 | explosion protection zone | CFIHOS-40000113 |  |  | IEC 60529:2013 |  |  | STANDARD | CR0002;FR60 | 2017-02-13 22:35 | 2021-10-11 09:54
colour analyser | CFIHOS-30000020 | explosion protection gas group | CFIHOS-40000110 |  |  | IEC 60529:2013 |  |  | TERMINATED | CR0002;FR60;FR74 | 2017-02-13 22:35 | 2021-10-11 09:54 | 2021-10-11 09:54
colour analyser | CFIHOS-30000020 | explosion protection temperature class | CFIHOS-40000112 |  |  | IEC 60529:2013 |  |  | TERMINATED | CR0002;FR60;FR74 | 2017-02-13 22:35 | 2021-10-11 09:54 | 2021-10-11 09:54
colour analyser | CFIHOS-30000020 | explosion protection zone | CFIHOS-40000113 |  |  | IEC 60529:2013 |  |  | TERMINATED | CR0002;FR60;FR74 | 2017-02-13 22:35 | 2021-10-11 09:54 | 2021-10-11 09:54
compensator | CFIHOS-30000637 | design specification | CFIHOS-40000487 |  |  | API Recommended Practice 8B:2014 |  |  | STANDARD | CR0031;FR60 | 2020-05-05 09:55 | 2021-10-11 09:54
compensator | CFIHOS-30000637 | explosion protection zone | CFIHOS-40000113 |  |  | API Recommended Practice 8B:2014 |  |  | STANDARD | CR0031;FR60 | 2020-05-05 09:55 | 2021-10-11 09:54
compensator | CFIHOS-30000637 | lower limit design pressure | CFIHOS-40000551 |  |  | API Recommended Practice 8B:2014 |  |  | STANDARD | CR0031;FR60 | 2020-05-05 09:55 | 2021-10-11 09:54
compensator | CFIHOS-30000637 | lower limit design temperature | CFIHOS-40000503 |  |  | API Recommended Practice 8B:2014 |  |  | STANDARD | CR0031;FR60 | 2020-05-05 09:55 | 2021-10-11 09:54
compensator | CFIHOS-30000637 | normal volume flow rate | CFIHOS-40000293 |  |  | API Recommended Practice 8B:2014 |  |  | STANDARD | CR0031;FR60 | 2020-05-05 09:55 | 2021-10-11 09:54
compensator | CFIHOS-30000637 | upper limit design pressure | CFIHOS-40000535 |  |  | API Recommended Practice 8B:2014 |  |  | STANDARD | CR0031;FR60 | 2020-05-05 09:55 | 2021-10-11 09:54
compensator | CFIHOS-30000637 | upper limit design temperature | CFIHOS-40000536 |  |  | API Recommended Practice 8B:2014 |  |  | STANDARD | CR0031;FR60 | 2020-05-05 09:55 | 2021-10-11 09:54
compressor | CFIHOS-30000524 | compressibility factor Z at inlet | CFIHOS-40000060 |  |  | ISO 14224:2016 |  |  | STANDARD | CR0028 | 2019-05-14 09:39 | 2021-10-11 09:54
compressor | CFIHOS-30000524 | design specification | CFIHOS-40000487 | [5 empty] | STANDARD | CR0028 | 2019-05-14 09:39 | 2021-10-11 09:54
compressor | CFIHOS-30000524 | direction of rotation | CFIHOS-40000075 | [5 empty] | STANDARD | CR0028 | 2019-05-14 09:39 | 2021-10-11 09:54
compressor | CFIHOS-30000524 | explosion protection gas group | CFIHOS-40000110 | [5 empty] | STANDARD | CR0028 | 2019-05-14 09:39 | 2021-10-11 09:54
compressor | CFIHOS-30000524 | explosion protection temperature class | CFIHOS-40000112 | [5 empty] | STANDARD | CR0028 | 2019-05-14 09:39 | 2021-10-11 09:54
compressor | CFIHOS-30000524 | explosion protection zone | CFIHOS-40000113 | [5 empty] | STANDARD | CR0028 | 2019-05-14 09:39 | 2021-10-11 09:54
compressor | CFIHOS-30000524 | fluid name | CFIHOS-40000132 |  |  | API Std 617:2014;ISO 10439-2:2015 |  |  | STANDARD | CR0028 | 2019-05-14 09:39 | 2021-10-11 09:54
compressor | CFIHOS-30000524 | insulation class | CFIHOS-40000177 | [5 empty] | STANDARD | CR0028 | 2019-05-14 09:39 | 2021-10-11 09:54
compressor | CFIHOS-30000524 | lower limit design outlet temperature | CFIHOS-40000550 | [5 empty] | STANDARD | CR0028 | 2019-05-14 09:39 | 2021-10-11 09:54
compressor | CFIHOS-30000524 | lower limit operating suction pressure | CFIHOS-40000219 | BRA | PSA | ISO 14224:2016 |  |  | STANDARD | CR0028;CR0032 | 2019-05-14 09:39 | 2021-10-11 09:54
compressor | CFIHOS-30000524 | lower limit operating temperature | CFIHOS-40000504 | CEL | FAH |  |  |  | STANDARD | CR0028;CR0032 | 2019-05-14 09:39 | 2021-10-11 09:54
compressor | CFIHOS-30000524 | lower limit operating volume flow rate | CFIHOS-40000505 | MQH | SFM |  |  |  | STANDARD | CR0028;CR0032 | 2019-05-14 09:39 | 2021-10-11 09:54
compressor | CFIHOS-30000524 | molecular weight | CFIHOS-40000506 |  |  | ISO 14224:2016 |  |  | STANDARD | CR0028 | 2019-05-14 09:39 | 2021-10-11 09:54
compressor | CFIHOS-30000524 | normal operating dynamic viscosity | CFIHOS-40000255 | [5 empty] | STANDARD | CR0031;FR60 | 2020-05-05 09:55 | 2021-10-11 09:54
compressor | CFIHOS-30000524 | normal operating inlet pressure | CFIHOS-40000511 | BRA | PSA | ISO 14224:2016 |  |  | STANDARD | CR0028;CR0032 | 2019-05-14 09:39 | 2021-10-11 09:54
compressor | CFIHOS-30000524 | normal operating inlet temperature | CFIHOS-40000272 | CEL | FAH |  |  |  | STANDARD | CR0028;CR0032 | 2019-05-14 09:39 | 2021-10-11 09:54
compressor | CFIHOS-30000524 | normal operating mass flow rate | CFIHOS-40000275 | E93 | 4U |  |  |  | STANDARD | CR0028;CR0032 | 2019-05-14 09:39 | 2021-10-11 09:54
compressor | CFIHOS-30000524 | normal operating outlet pressure | CFIHOS-40000278 | BRA | PSA |  |  |  | STANDARD | CR0028;CR0032 | 2019-05-14 09:39 | 2021-10-11 09:54
compressor | CFIHOS-30000524 | normal operating volume flow rate (at normal operating pressure and normal operating temperature) | CFIHOS-40000289 | MQH | SFM | ISO 14224:2016 |  |  | STANDARD | CR0028;CR0032 | 2019-05-14 09:39 | 2021-10-11 09:54
compressor | CFIHOS-30000524 | operation continuous intermittent | CFIHOS-40000309 | [5 empty] | STANDARD | CR0028 | 2019-05-14 09:39 | 2021-10-11 09:54
compressor | CFIHOS-30000524 | specific heat ratio Cp/Cv at inlet | CFIHOS-40000373 | [5 empty] | STANDARD | CR0028 | 2019-05-14 09:39 | 2021-10-11 09:54
compressor | CFIHOS-30000524 | test medium | CFIHOS-40000412 | [5 empty] | STANDARD | CR0028 | 2019-05-14 09:39 | 2021-10-11 09:54
compressor | CFIHOS-30000524 | test pressure | CFIHOS-40000532 | BRG | 64 |  |  |  | STANDARD | CR0028;CR0032 | 2019-05-14 09:39 | 2021-10-11 09:54
compressor | CFIHOS-30000524 | upper limit allowable speed | CFIHOS-40000453 | RPM | RPM |  |  |  | STANDARD | CR0028;CR0032 | 2019-05-14 09:39 | 2021-10-11 09:54
compressor | CFIHOS-30000524 | upper limit design outlet temperature | CFIHOS-40000572 | [5 empty] | STANDARD | CR0028 | 2019-05-14 09:39 | 2021-10-11 09:54
compressor | CFIHOS-30000524 | upper limit design volume flow rate | CFIHOS-40000573 |  |  | ISO 14224:2016 |  |  | STANDARD | CR0028 | 2019-05-14 09:39 | 2021-10-11 09:54
compressor | CFIHOS-30000524 | upper limit operating inlet pressure | CFIHOS-40000466 | BRA | PSA |  |  |  | STANDARD | CR0028;CR0032 | 2019-05-14 09:39 | 2021-10-11 09:54
compressor | CFIHOS-30000524 | upper limit operating outlet pressure | CFIHOS-40000575 |  |  | ISO 14224:2016 |  |  | STANDARD | CR0028 | 2019-05-14 09:39 | 2021-10-11 09:54
compressor | CFIHOS-30000524 | upper limit operating temperature | CFIHOS-40000538 | CEL | FAH |  |  |  | STANDARD | CR0028;CR0032 | 2019-05-14 09:39 | 2021-10-11 09:54
computer | CFIHOS-30000402 | explosion protection gas group | CFIHOS-40000110 | [5 empty] | STANDARD | CR0028 | 2019-05-14 09:39 | 2021-10-11 09:54
computer | CFIHOS-30000402 | explosion protection temperature class | CFIHOS-40000112 | [5 empty] | STANDARD | CR0028 | 2019-05-14 09:39 | 2021-10-11 09:54
computer | CFIHOS-30000402 | explosion protection zone | CFIHOS-40000113 | [5 empty] | STANDARD | CR0028 | 2019-05-14 09:39 | 2021-10-11 09:54
concentration transmitter | CFIHOS-30000021 | explosion protection gas group | CFIHOS-40000110 |  |  | IEC 60529:2013 |  |  | STANDARD | V1.2 | 2017-02-13 22:35 | 2021-10-11 09:54
concentration transmitter | CFIHOS-30000021 | explosion protection temperature class | CFIHOS-40000112 |  |  | IEC 60529:2013 |  |  | STANDARD | V1.2 | 2017-02-13 22:35 | 2021-10-11 09:54
concentration transmitter | CFIHOS-30000021 | explosion protection zone | CFIHOS-40000113 |  |  | IEC 60529:2013 |  |  | STANDARD | V1.2 | 2017-02-13 22:35 | 2021-10-11 09:54
concentration transmitter | CFIHOS-30000021 | safety integrity level | CFIHOS-40000579 | [5 empty] | STANDARD | CR0028 | 2019-05-14 09:39 | 2021-10-11 09:54
conductivity cell | CFIHOS-30000403 | explosion protection gas group | CFIHOS-40000110 |  |  | IEC 60529:2013 |  |  | STANDARD | V1.2 | 2017-02-13 22:35 | 2021-10-11 09:54
conductivity cell | CFIHOS-30000403 | explosion protection temperature class | CFIHOS-40000112 |  |  | IEC 60529:2013 |  |  | STANDARD | V1.2 | 2017-02-13 22:35 | 2021-10-11 09:54
conductivity cell | CFIHOS-30000403 | explosion protection zone | CFIHOS-40000113 |  |  | IEC 60529:2013 |  |  | STANDARD | V1.2 | 2017-02-13 22:35 | 2021-10-11 09:54
conductivity level transmitter | CFIHOS-30000404 | explosion protection gas group | CFIHOS-40000110 |  |  | IEC 60529:2013 |  |  | STANDARD | CR0014;FR60 | 2017-02-13 22:35 | 2021-10-11 09:54
conductivity level transmitter | CFIHOS-30000404 | explosion protection temperature class | CFIHOS-40000112 |  |  | IEC 60529:2013 |  |  | STANDARD | CR0014;FR60 | 2017-02-13 22:35 | 2021-10-11 09:54
conductivity level transmitter | CFIHOS-30000404 | explosion protection zone | CFIHOS-40000113 |  |  | IEC 60529:2013 |  |  | STANDARD | CR0014;FR60 | 2017-02-13 22:35 | 2021-10-11 09:54
conductivity level transmitter | CFIHOS-30000404 | safety integrity level | CFIHOS-40000579 | [5 empty] | STANDARD | CR0029 | 2019-10-01 02:04 | 2021-10-11 09:54
conductivity transmitter | CFIHOS-30000325 | explosion protection gas group | CFIHOS-40000110 |  |  | IEC 60529:2013 |  |  | STANDARD | V1.2 | 2017-02-13 22:35 | 2021-10-11 09:54
conductivity transmitter | CFIHOS-30000325 | explosion protection temperature class | CFIHOS-40000112 |  |  | IEC 60529:2013 |  |  | STANDARD | V1.2 | 2017-02-13 22:35 | 2021-10-11 09:54
conductivity transmitter | CFIHOS-30000325 | explosion protection zone | CFIHOS-40000113 |  |  | IEC 60529:2013 |  |  | STANDARD | V1.2 | 2017-02-13 22:35 | 2021-10-11 09:54
conductivity transmitter | CFIHOS-30000325 | safety integrity level | CFIHOS-40000579 | [5 empty] | STANDARD | CR0028 | 2019-05-14 09:39 | 2021-10-11 09:54
contactor | CFIHOS-30000326 | explosion protection gas group | CFIHOS-40000110 | [5 empty] | STANDARD | CR0028 | 2019-05-14 09:39 | 2021-10-11 09:54
contactor | CFIHOS-30000326 | explosion protection temperature class | CFIHOS-40000112 | [5 empty] | STANDARD | CR0028 | 2019-05-14 09:39 | 2021-10-11 09:54
contactor | CFIHOS-30000326 | explosion protection zone | CFIHOS-40000113 | [5 empty] | STANDARD | CR0028 | 2019-05-14 09:39 | 2021-10-11 09:54
contactor column | CFIHOS-30000814 | bottom section normal operating pressure | CFIHOS-40000026 | BRG | 64 |  |  |  | STANDARD | CR0029;CR0032 | 2019-10-01 02:04 | 2021-10-11 09:54
contactor column | CFIHOS-30000814 | bottom section normal operating temperature | CFIHOS-40000027 | CEL | FAH |  |  |  | STANDARD | CR0029;CR0032 | 2019-10-01 02:04 | 2021-10-11 09:54
contactor column | CFIHOS-30000814 | design specification | CFIHOS-40000487 | [5 empty] | STANDARD | CR0029 | 2019-10-01 02:04 | 2021-10-11 09:54
contactor column | CFIHOS-30000814 | external coating specification | CFIHOS-40000613 | [5 empty] | STANDARD | CR0029 | 2019-10-01 02:04 | 2021-10-11 09:54
contactor column | CFIHOS-30000814 | external insulation type | CFIHOS-40000114 |  |  | ASME BPVC Section VIII |  |  | STANDARD | CR0029;FR60 | 2019-10-01 02:04 | 2021-10-11 09:54
contactor column | CFIHOS-30000814 | fluid name | CFIHOS-40000132 | [5 empty] | STANDARD | CR0029 | 2019-10-01 02:04 | 2021-10-11 09:54
contactor column | CFIHOS-30000814 | insulation code | CFIHOS-40000178 | [5 empty] | STANDARD | CR0029 | 2019-10-01 02:04 | 2021-10-11 09:54
contactor column | CFIHOS-30000814 | intermediate section normal operating pressure | CFIHOS-40000184 | BRG | 64 |  |  |  | STANDARD | CR0029;CR0032 | 2019-10-01 02:04 | 2021-10-11 09:54
contactor column | CFIHOS-30000814 | intermediate section normal operating temperature | CFIHOS-40000185 | CEL | FAH |  |  |  | STANDARD | CR0029;CR0032 | 2019-10-01 02:04 | 2021-10-11 09:54
contactor column | CFIHOS-30000814 | top section normal operating pressure | CFIHOS-40000420 | BRG | 64 |  |  |  | STANDARD | CR0029;CR0032 | 2019-10-01 02:04 | 2021-10-11 09:54
contactor column | CFIHOS-30000814 | top section normal operating temperature | CFIHOS-40000421 | CEL | FAH |  |  |  | STANDARD | CR0029;CR0032 | 2019-10-01 02:04 | 2021-10-11 09:54
contactor column | CFIHOS-30000814 | upper limit design pressure | CFIHOS-40000535 | BRG | 64 |  |  |  | STANDARD | CR0029;CR0032 | 2019-10-01 02:04 | 2021-10-11 09:54
contactor column | CFIHOS-30000814 | upper limit design temperature | CFIHOS-40000536 | CEL | FAH |  |  |  | STANDARD | CR0029;CR0032 | 2019-10-01 02:04 | 2021-10-11 09:54
control box | CFIHOS-30000405 | explosion protection gas group | CFIHOS-40000110 |  |  | IEC 60529:2013 |  |  | STANDARD | V1.2 | 2017-02-13 22:35 | 2021-10-11 09:54
control box | CFIHOS-30000405 | explosion protection temperature class | CFIHOS-40000112 |  |  | IEC 60529:2013 |  |  | STANDARD | V1.2 | 2017-02-13 22:35 | 2021-10-11 09:54
control box | CFIHOS-30000405 | explosion protection zone | CFIHOS-40000113 |  |  | IEC 60529:2013 |  |  | STANDARD | V1.2 | 2017-02-13 22:35 | 2021-10-11 09:54
control module | CFIHOS-30000022 | explosion protection gas group | CFIHOS-40000110 |  |  | ASME B31.3 - 2020;IEC 60537:1976 Withdrawn;ISO 14224:2016 |  |  | STANDARD | CR0028 | 2019-05-14 09:39 | 2021-10-11 09:54
control module | CFIHOS-30000022 | explosion protection temperature class | CFIHOS-40000112 |  |  | IEC 60537:1976 Withdrawn;ISA-TR20.00.01-2007;ISO 14224:2016 |  |  | STANDARD | CR0028 | 2019-05-14 09:39 | 2021-10-11 09:54
control module | CFIHOS-30000022 | explosion protection zone | CFIHOS-40000113 | [5 empty] | STANDARD | CR0028 | 2019-05-14 09:39 | 2021-10-11 09:54
control panel | CFIHOS-30000327 | explosion protection gas group | CFIHOS-40000110 |  |  | IEC 60529:2013 |  |  | STANDARD | V1.2 | 2017-02-13 22:35 | 2021-10-11 09:54
control panel | CFIHOS-30000327 | explosion protection temperature class | CFIHOS-40000112 |  |  | IEC 60529:2013 |  |  | STANDARD | V1.2 | 2017-02-13 22:35 | 2021-10-11 09:54
control panel | CFIHOS-30000327 | explosion protection zone | CFIHOS-40000113 |  |  | IEC 60529:2013 |  |  | STANDARD | V1.2 | 2017-02-13 22:35 | 2021-10-11 09:54
control panel | CFIHOS-30000327 | rated voltage | CFIHOS-40000528 | VLT | VLT |  |  |  | STANDARD | CR0032 | 2017-02-13 22:35 | 2021-10-11 09:54
control valve | CFIHOS-30000638 | actuation service | CFIHOS-40000638 |  |  | ISA-TR20.00.01-2007 |  |  | STANDARD | CR0029;FR60 | 2019-10-01 02:04 | 2021-10-11 09:54
control valve | CFIHOS-30000638 | communication protocol | CFIHOS-40000599 |  |  | IEC 60534-7:2010 |  |  | STANDARD | CR0028 | 2019-05-14 09:39 | 2021-10-11 09:54
control valve | CFIHOS-30000638 | design specification | CFIHOS-40000487 |  |  | IEC 60534-7:2010 |  |  | STANDARD | CR0028 | 2019-05-14 09:39 | 2021-10-11 09:54
control valve | CFIHOS-30000638 | explosion protection gas group | CFIHOS-40000110 | [5 empty] | STANDARD | CR0028 | 2019-05-14 09:39 | 2021-10-11 09:54
control valve | CFIHOS-30000638 | explosion protection temperature class | CFIHOS-40000112 | [5 empty] | STANDARD | CR0028 | 2019-05-14 09:39 | 2021-10-11 09:54
control valve | CFIHOS-30000638 | explosion protection zone | CFIHOS-40000113 | [5 empty] | STANDARD | CR0028 | 2019-05-14 09:39 | 2021-10-11 09:54
control valve | CFIHOS-30000638 | failure action | CFIHOS-40000580 |  |  | API Spec 6D:2014 |  |  | STANDARD | CR0028 | 2019-05-14 09:39 | 2021-10-11 09:54
control valve | CFIHOS-30000638 | fire safe | CFIHOS-40000585 | [5 empty] | STANDARD | CR0028 | 2019-05-14 09:39 | 2021-10-11 09:54
control valve | CFIHOS-30000638 | fluid name | CFIHOS-40000132 |  |  | IEC 60537:1976 Withdrawn;ISA-TR20.00.01-2007;ISO 14224:2016 |  |  | STANDARD | CR0028 | 2019-05-14 09:39 | 2021-10-11 09:54
control valve | CFIHOS-30000638 | full opening valve | CFIHOS-40000584 |  |  | ANSI/ISA-75.05.01-2019 |  |  | STANDARD | CR0028 | 2019-05-14 09:39 | 2021-10-11 09:54
control valve | CFIHOS-30000638 | input signal range | CFIHOS-40000600 | [5 empty] | STANDARD | CR0028 | 2019-05-14 09:39 | 2021-10-11 09:54
control valve | CFIHOS-30000638 | input signal type | CFIHOS-40000597 |  |  | IEC 60534-7:2010 |  |  | STANDARD | CR0028 | 2019-05-14 09:39 | 2021-10-11 09:54
control valve | CFIHOS-30000638 | nominal diameter | CFIHOS-40000509 | MMT | INH | API Spec 6D:2014 |  |  | STANDARD | CR0028;CR0032 | 2019-05-14 09:39 | 2021-10-11 09:54
control valve | CFIHOS-30000638 | normal operating pressure | CFIHOS-40000512 | BRG | 64 | API Spec 6D:2014;ISA-TR20.00.01-2007;ISO 14224:2016 |  |  | STANDARD | CR0028;CR0032 | 2019-05-14 09:39 | 2021-10-11 09:54
control valve | CFIHOS-30000638 | normal operating temperature | CFIHOS-40000514 | CEL | FAH | ISO 14224:2016;ANSI/ISA-75.05.01-2019;IEC 60537:1976 Withdrawn |  |  | STANDARD | CR0028;CR0032 | 2019-05-14 09:39 | 2021-10-11 09:54
control valve | CFIHOS-30000638 | output signal range | CFIHOS-40000601 | [5 empty] | STANDARD | CR0028 | 2019-05-14 09:39 | 2021-10-11 09:54
control valve | CFIHOS-30000638 | output signal type | CFIHOS-40000598 |  |  | IEC 60534-7:2010 |  |  | STANDARD | CR0028 | 2019-05-14 09:39 | 2021-10-11 09:54
control valve | CFIHOS-30000638 | piping class | CFIHOS-40000488 |  |  | API Spec 6D:2014 |  |  | STANDARD | CR0028 | 2019-05-14 09:39 | 2021-10-11 09:54
control valve | CFIHOS-30000638 | safety integrity level | CFIHOS-40000579 |  |  | IEC 60534-7:2010 |  |  | STANDARD | CR0028 | 2019-05-14 09:39 | 2021-10-11 09:54
controller | CFIHOS-30000666 | explosion protection gas group | CFIHOS-40000110 | [5 empty] | STANDARD | CR0028 | 2019-05-14 09:39 | 2021-10-11 09:54
controller | CFIHOS-30000666 | explosion protection temperature class | CFIHOS-40000112 | [5 empty] | STANDARD | CR0028 | 2019-05-14 09:39 | 2021-10-11 09:54
controller | CFIHOS-30000666 | explosion protection zone | CFIHOS-40000113 | [5 empty] | STANDARD | CR0028 | 2019-05-14 09:39 | 2021-10-11 09:54
controller | CFIHOS-30000666 | safety integrity level | CFIHOS-40000579 | [5 empty] | STANDARD | CR0028 | 2019-05-14 09:39 | 2021-10-11 09:54
conventional relief valve | CFIHOS-30000815 | body material | CFIHOS-40000017 |  |  | ISO 23251:2019;ISO 28300:2008 |  |  | STANDARD | CR0029;FR60 | 2019-10-01 02:04 | 2021-10-11 09:54
conventional relief valve | CFIHOS-30000815 | cold differential test pressure | CFIHOS-40000045 | BRG | 64 | ISO 23251:2019;ISO 28300:2008 |  |  | STANDARD | CR0029;CR0032;FR60 | 2019-10-01 02:04 | 2021-10-11 09:54
conventional relief valve | CFIHOS-30000815 | constant back pressure | CFIHOS-40000490 | BRG | 64 | ISO 23251:2019;ISO 28300:2008 |  |  | STANDARD | CR0029;CR0032;FR60 | 2019-10-01 02:04 | 2021-10-11 09:54
conventional relief valve | CFIHOS-30000815 | design specification | CFIHOS-40000487 |  |  | ISO 23251:2019;ISO 28300:2008 |  |  | STANDARD | CR0029;FR60 | 2019-10-01 02:04 | 2021-10-11 09:54
conventional relief valve | CFIHOS-30000815 | fluid name | CFIHOS-40000132 |  |  | ISO 23251:2019;ISO 28300:2008 |  |  | STANDARD | CR0029;FR60 | 2019-10-01 02:04 | 2021-10-11 09:54
conventional relief valve | CFIHOS-30000815 | fluid phase | CFIHOS-40000133 |  |  | ISO 23251:2019;ISO 28300:2008 |  |  | STANDARD | CR0029;FR60 | 2019-10-01 02:04 | 2021-10-11 09:54
conventional relief valve | CFIHOS-30000815 | lower limit design temperature | CFIHOS-40000503 | CEL | FAH |  |  |  | STANDARD | CR0029;CR0032 | 2019-10-01 02:04 | 2021-10-11 09:54
conventional relief valve | CFIHOS-30000815 | nominal inlet diameter | CFIHOS-40000242 | MMT | INH | ISO 23251:2019;ISO 28300:2008 |  |  | STANDARD | CR0029;CR0032;FR60 | 2019-10-01 02:04 | 2021-10-11 09:54
conventional relief valve | CFIHOS-30000815 | nominal outlet diameter | CFIHOS-40000244 | MMT | INH | ISO 23251:2019;ISO 28300:2008 |  |  | STANDARD | CR0029;CR0032;FR60 | 2019-10-01 02:04 | 2021-10-11 09:54
conventional relief valve | CFIHOS-30000815 | normal operating dynamic viscosity | CFIHOS-40000255 | C24 | C7 |  |  |  | STANDARD | CR0029;CR0032 | 2019-10-01 02:04 | 2021-10-11 09:54
conventional relief valve | CFIHOS-30000815 | normal operating mass flow rate | CFIHOS-40000275 | E93 | 4U |  |  |  | STANDARD | CR0029;CR0032 | 2019-10-01 02:04 | 2021-10-11 09:54
conventional relief valve | CFIHOS-30000815 | normal operating pressure | CFIHOS-40000512 | BRG | 64 | ISO 23251:2019;ISO 28300:2008 |  |  | STANDARD | CR0029;CR0032;FR60 | 2019-10-01 02:04 | 2021-10-11 09:54
conventional relief valve | CFIHOS-30000815 | normal operating temperature | CFIHOS-40000514 | CEL | FAH | ISO 23251:2019;ISO 28300:2008 |  |  | STANDARD | CR0029;CR0032;FR60 | 2019-10-01 02:04 | 2021-10-11 09:54
conventional relief valve | CFIHOS-30000815 | orifice area calculated | CFIHOS-40000518 | MMK | INK | ISO 23251:2019;ISO 28300:2008 |  |  | STANDARD | CR0029;CR0032;FR60 | 2019-10-01 02:04 | 2021-10-11 09:54
conventional relief valve | CFIHOS-30000815 | relief bellows | CFIHOS-40000334 |  |  | ISO 23251:2019;ISO 28300:2008 |  |  | STANDARD | CR0029;FR60 | 2019-10-01 02:04 | 2021-10-11 09:54
conventional relief valve | CFIHOS-30000815 | safety integrity level | CFIHOS-40000579 |  |  | ANSI/ISA-75.05.01-2019 |  |  | STANDARD | CR0029;FR60 | 2019-10-01 02:04 | 2021-10-11 09:54
conventional relief valve | CFIHOS-30000815 | set pressure | CFIHOS-40000530 | BRG | 64 | ISO 23251:2019;ISO 28300:2008 |  |  | STANDARD | CR0029;CR0032;FR60 | 2019-10-01 02:04 | 2021-10-11 09:54
conventional relief valve | CFIHOS-30000815 | spring material specification | CFIHOS-40000375 |  |  | ISO 23251:2019;ISO 28300:2008 |  |  | STANDARD | CR0029;FR60 | 2019-10-01 02:04 | 2021-10-11 09:54
conventional relief valve | CFIHOS-30000815 | test medium | CFIHOS-40000412 |  |  | ISO 23251:2019;ISO 28300:2008 |  |  | STANDARD | CR0029;FR60 | 2019-10-01 02:04 | 2021-10-11 09:54
conventional relief valve | CFIHOS-30000815 | test pressure | CFIHOS-40000532 | BRG | 64 |  |  |  | STANDARD | CR0029;CR0032 | 2019-10-01 02:04 | 2021-10-11 09:54
conventional relief valve | CFIHOS-30000815 | upper limit operating temperature | CFIHOS-40000538 | CEL | FAH | ISO 23251:2019;ISO 28300:2008 |  |  | STANDARD | CR0029;CR0032;FR60 | 2019-10-01 02:04 | 2021-10-11 09:54
conventional relief valve | CFIHOS-30000815 | variable back pressure | CFIHOS-40000539 | BRG | 64 | ISO 23251:2019;ISO 28300:2008 |  |  | STANDARD | CR0029;CR0032;FR60 | 2019-10-01 02:04 | 2021-10-11 09:54
conveyor | CFIHOS-30000564 | design specification | CFIHOS-40000487 |  |  | ANSI/CEMA 350-2015 |  |  | TERMINATED | CR0031;FR60;FR74 | 2020-05-05 09:55 | 2021-10-11 09:54 | 2021-10-11 09:54
conveyor | CFIHOS-30000564 | explosion protection zone | CFIHOS-40000113 |  |  | ANSI/CEMA 350-2015 |  |  | TERMINATED | CR0031;FR60;FR74 | 2020-05-05 09:55 | 2021-10-11 09:54 | 2021-10-11 09:54
conveyor | CFIHOS-30000564 | lower limit design temperature | CFIHOS-40000503 |  |  | ANSI/CEMA 350-2015 |  |  | TERMINATED | CR0031;FR60;FR74 | 2020-05-05 09:55 | 2021-10-11 09:54 | 2021-10-11 09:54
conveyor | CFIHOS-30000564 | normal volume flow rate | CFIHOS-40000293 |  |  | ANSI/CEMA 350-2015 |  |  | TERMINATED | CR0031;FR60;FR74 | 2020-05-05 09:55 | 2021-10-11 09:54 | 2021-10-11 09:54
conveyor | CFIHOS-30000564 | upper limit design temperature | CFIHOS-40000536 |  |  | ANSI/CEMA 350-2015 |  |  | TERMINATED | CR0031;FR60;FR74 | 2020-05-05 09:55 | 2021-10-11 09:54 | 2021-10-11 09:54
coriolis mass flow element | CFIHOS-30000023 | explosion protection gas group | CFIHOS-40000110 | [5 empty] | STANDARD | CR0029 | 2019-10-01 02:04 | 2021-10-11 09:54
coriolis mass flow element | CFIHOS-30000023 | explosion protection temperature class | CFIHOS-40000112 | [5 empty] | STANDARD | CR0029 | 2019-10-01 02:04 | 2021-10-11 09:54
coriolis mass flow element | CFIHOS-30000023 | explosion protection zone | CFIHOS-40000113 | [5 empty] | STANDARD | CR0029 | 2019-10-01 02:04 | 2021-10-11 09:54
coriolis mass flow element | CFIHOS-30000023 | fluid name | CFIHOS-40000132 | [5 empty] | STANDARD | CR0029 | 2019-10-01 02:04 | 2021-10-11 09:54
coriolis mass flow meter | CFIHOS-30000406 | explosion protection gas group | CFIHOS-40000110 |  |  | IEC 60529:2013 |  |  | TERMINATED | CR0002 | 2017-02-13 22:35 | 2021-10-11 09:54 | 2021-10-11 09:54
coriolis mass flow meter | CFIHOS-30000406 | explosion protection temperature class | CFIHOS-40000112 |  |  | IEC 60529:2013 |  |  | TERMINATED | CR0002 | 2017-02-13 22:35 | 2021-10-11 09:54 | 2021-10-11 09:54
coriolis mass flow meter | CFIHOS-30000406 | explosion protection zone | CFIHOS-40000113 |  |  | IEC 60529:2013 |  |  | TERMINATED | CR0002 | 2017-02-13 22:35 | 2021-10-11 09:54 | 2021-10-11 09:54
corrosion element | CFIHOS-30000408 | explosion protection gas group | CFIHOS-40000110 |  |  | IEC 60529:2013 |  |  | STANDARD | CR0014 | 2017-02-13 22:35 | 2021-10-11 09:54
corrosion element | CFIHOS-30000408 | explosion protection temperature class | CFIHOS-40000112 |  |  | IEC 60529:2013 |  |  | STANDARD | CR0014 | 2017-02-13 22:35 | 2021-10-11 09:54
corrosion element | CFIHOS-30000408 | explosion protection zone | CFIHOS-40000113 |  |  | IEC 60529:2013 |  |  | STANDARD | CR0014 | 2017-02-13 22:35 | 2021-10-11 09:54
corrosion element | CFIHOS-30000408 | fluid name | CFIHOS-40000132 | [5 empty] | STANDARD | CR0028 | 2019-05-14 09:39 | 2021-10-11 09:54
corrosion meter | CFIHOS-30000407 | explosion protection gas group | CFIHOS-40000110 |  |  | IEC 60529:2013 |  |  | STANDARD | CR0028 | 2019-05-14 09:39 | 2021-10-11 09:54
corrosion meter | CFIHOS-30000407 | explosion protection temperature class | CFIHOS-40000112 |  |  | IEC 60529:2013 |  |  | STANDARD | CR0028 | 2019-05-14 09:39 | 2021-10-11 09:54
corrosion meter | CFIHOS-30000407 | explosion protection zone | CFIHOS-40000113 | [5 empty] | STANDARD | CR0028 | 2019-05-14 09:39 | 2021-10-11 09:54
corrosion transmitter | CFIHOS-30000751 | explosion protection gas group | CFIHOS-40000110 | [5 empty] | STANDARD | CR0028 | 2019-05-14 09:39 | 2021-10-11 09:54
corrosion transmitter | CFIHOS-30000751 | explosion protection temperature class | CFIHOS-40000112 | [5 empty] | STANDARD | CR0028 | 2019-05-14 09:39 | 2021-10-11 09:54
corrosion transmitter | CFIHOS-30000751 | explosion protection zone | CFIHOS-40000113 | [5 empty] | STANDARD | CR0028 | 2019-05-14 09:39 | 2021-10-11 09:54
corrosion transmitter | CFIHOS-30000751 | safety integrity level | CFIHOS-40000579 | [5 empty] | STANDARD | CR0028 | 2019-05-14 09:39 | 2021-10-11 09:54
counter | CFIHOS-30000409 | explosion protection gas group | CFIHOS-40000110 | [5 empty] | STANDARD | CR0028 | 2019-05-14 09:39 | 2021-10-11 09:54
counter | CFIHOS-30000409 | explosion protection temperature class | CFIHOS-40000112 | [5 empty] | STANDARD | CR0028 | 2019-05-14 09:39 | 2021-10-11 09:54
counter | CFIHOS-30000409 | explosion protection zone | CFIHOS-40000113 | [5 empty] | STANDARD | CR0028 | 2019-05-14 09:39 | 2021-10-11 09:54
crane | CFIHOS-30000597 | explosion protection gas group | CFIHOS-40000110 |  |  | IEC 60529:2013 |  |  | STANDARD | V1.2 | 2017-02-13 22:35 | 2021-10-11 09:54
crane | CFIHOS-30000597 | explosion protection temperature class | CFIHOS-40000112 |  |  | IEC 60529:2013 |  |  | STANDARD | V1.2 | 2017-02-13 22:35 | 2021-10-11 09:54
crane | CFIHOS-30000597 | explosion protection zone | CFIHOS-40000113 |  |  | IEC 60529:2013 |  |  | STANDARD | V1.2 | 2017-02-13 22:35 | 2021-10-11 09:54
current to current converter | CFIHOS-30000410 | explosion protection gas group | CFIHOS-40000110 |  |  | IEC 60529:2013 |  |  | STANDARD | CR0002;FR60 | 2017-02-13 22:35 | 2021-10-11 09:54
current to current converter | CFIHOS-30000410 | explosion protection temperature class | CFIHOS-40000112 |  |  | IEC 60529:2013 |  |  | STANDARD | CR0002;FR60 | 2017-02-13 22:35 | 2021-10-11 09:54
current to current converter | CFIHOS-30000410 | explosion protection zone | CFIHOS-40000113 |  |  | IEC 60529:2013 |  |  | STANDARD | CR0002;FR60 | 2017-02-13 22:35 | 2021-10-11 09:54
current to pressure converter | CFIHOS-30000411 | explosion protection gas group | CFIHOS-40000110 |  |  | IEC 60529:2013 |  |  | STANDARD | CR0002;FR60 | 2017-02-13 22:35 | 2021-10-11 09:54
current to pressure converter | CFIHOS-30000411 | explosion protection temperature class | CFIHOS-40000112 |  |  | IEC 60529:2013 |  |  | STANDARD | CR0002;FR60 | 2017-02-13 22:35 | 2021-10-11 09:54
current to pressure converter | CFIHOS-30000411 | explosion protection zone | CFIHOS-40000113 |  |  | IEC 60529:2013 |  |  | STANDARD | CR0002;FR60 | 2017-02-13 22:35 | 2021-10-11 09:54
current to voltage converter | CFIHOS-30000412 | explosion protection gas group | CFIHOS-40000110 |  |  | IEC 60529:2013 |  |  | STANDARD | CR0002;FR60 | 2017-02-13 22:35 | 2021-10-11 09:54
current to voltage converter | CFIHOS-30000412 | explosion protection temperature class | CFIHOS-40000112 |  |  | IEC 60529:2013 |  |  | STANDARD | CR0002;FR60 | 2017-02-13 22:35 | 2021-10-11 09:54
current to voltage converter | CFIHOS-30000412 | explosion protection zone | CFIHOS-40000113 |  |  | IEC 60529:2013 |  |  | STANDARD | CR0002;FR60 | 2017-02-13 22:35 | 2021-10-11 09:54
current transformer | CFIHOS-30000745 | explosion protection gas group | CFIHOS-40000110 | [5 empty] | STANDARD | CR0028 | 2019-05-14 09:39 | 2021-10-11 09:54
current transformer | CFIHOS-30000745 | explosion protection temperature class | CFIHOS-40000112 |  |  | ISO 14224:2016;ANSI/ISA-75.05.01-2019;IEC 60537:1976 Withdrawn |  |  | STANDARD | CR0028 | 2019-05-14 09:39 | 2021-10-11 09:54
current transformer | CFIHOS-30000745 | explosion protection zone | CFIHOS-40000113 | [5 empty] | STANDARD | CR0028 | 2019-05-14 09:39 | 2021-10-11 09:54
current transmitter | CFIHOS-30000329 | explosion protection gas group | CFIHOS-40000110 |  |  | IEC 60529:2013 |  |  | STANDARD | V1.2 | 2017-02-13 22:35 | 2021-10-11 09:54
current transmitter | CFIHOS-30000329 | explosion protection temperature class | CFIHOS-40000112 |  |  | IEC 60529:2013 |  |  | STANDARD | V1.2 | 2017-02-13 22:35 | 2021-10-11 09:54
current transmitter | CFIHOS-30000329 | explosion protection zone | CFIHOS-40000113 |  |  | IEC 60529:2013 |  |  | STANDARD | V1.2 | 2017-02-13 22:35 | 2021-10-11 09:54
current transmitter | CFIHOS-30000329 | safety integrity level | CFIHOS-40000579 |  |  | API Spec 6D:2014;ISA-TR20.00.01-2007 |  |  | STANDARD | CR0028 | 2019-05-14 09:39 | 2021-10-11 09:54
cutter | CFIHOS-30000565 | design specification | CFIHOS-40000487 |  |  | API Recommended Practice 7L:2006 |  |  | STANDARD | CR0031;FR60 | 2020-05-05 09:55 | 2021-10-11 09:54
cutter | CFIHOS-30000565 | explosion protection zone | CFIHOS-40000113 |  |  | API Recommended Practice 500:2012 |  |  | STANDARD | CR0031;FR60 | 2020-05-05 09:55 | 2021-10-11 09:54
degasser | CFIHOS-30000026 | coil normal operating pressure | CFIHOS-40000042 | BRG | 64 |  |  |  | STANDARD | CR0032 | 2017-02-13 22:35 | 2021-10-11 09:54
degasser | CFIHOS-30000026 | coil normal operating temperature | CFIHOS-40000043 | CEL | FAH |  |  |  | STANDARD | CR0032 | 2017-02-13 22:35 | 2021-10-11 09:54
degasser | CFIHOS-30000026 | external insulation type | CFIHOS-40000114 |  |  | ASME BPVC Section VIII |  |  | STANDARD | V1.2 | 2017-02-13 22:35 | 2021-10-11 09:54
degasser | CFIHOS-30000026 | external upper limit design pressure | CFIHOS-40000119 | BRG | 64 |  |  |  | STANDARD | CR0032 | 2017-02-13 22:35 | 2021-10-11 09:54
degasser | CFIHOS-30000026 | fluid name | CFIHOS-40000132 | [5 empty] | STANDARD | V1.2 | 2017-02-13 22:35 | 2021-10-11 09:54
degasser | CFIHOS-30000026 | internal insulation type | CFIHOS-40000187 | [5 empty] | STANDARD | V1.2 | 2017-02-13 22:35 | 2021-10-11 09:54
degasser | CFIHOS-30000026 | internal upper limit design pressure | CFIHOS-40000192 | BRG | 64 |  |  |  | STANDARD | CR0032 | 2017-02-13 22:35 | 2021-10-11 09:54
degasser | CFIHOS-30000026 | jacket normal operating pressure | CFIHOS-40000196 | BRG | 64 |  |  |  | STANDARD | CR0032 | 2017-02-13 22:35 | 2021-10-11 09:54
degasser | CFIHOS-30000026 | jacket normal operating temperature | CFIHOS-40000197 | CEL | FAH |  |  |  | STANDARD | CR0032 | 2017-02-13 22:35 | 2021-10-11 09:54
degasser | CFIHOS-30000026 | lower limit operating temperature | CFIHOS-40000504 | CEL | FAH |  |  |  | STANDARD | CR0032 | 2017-02-13 22:35 | 2021-10-11 09:54
degasser | CFIHOS-30000026 | minimum design metal temperature | CFIHOS-40000232 | CEL | FAH |  |  |  | STANDARD | CR0032 | 2017-02-13 22:35 | 2021-10-11 09:54
degasser | CFIHOS-30000026 | shell normal external operating pressure | CFIHOS-40000356 | BRG | 64 |  |  |  | STANDARD | CR0032 | 2017-02-13 22:35 | 2021-10-11 09:54
degasser | CFIHOS-30000026 | shell normal internal operating pressure | CFIHOS-40000357 | BRG | 64 |  |  |  | STANDARD | CR0032 | 2017-02-13 22:35 | 2021-10-11 09:54
degasser | CFIHOS-30000026 | shell normal operating temperature | CFIHOS-40000358 | CEL | FAH |  |  |  | STANDARD | CR0032 | 2017-02-13 22:35 | 2021-10-11 09:54
degasser | CFIHOS-30000026 | upper limit design temperature | CFIHOS-40000536 | CEL | FAH |  |  |  | STANDARD | CR0032 | 2017-02-13 22:35 | 2021-10-11 09:54
degasser | CFIHOS-30000026 | upper limit operating temperature | CFIHOS-40000538 | CEL | FAH |  |  |  | STANDARD | CR0032 | 2017-02-13 22:35 | 2021-10-11 09:54
deluge valve | CFIHOS-30000639 | design specification | CFIHOS-40000487 | [5 empty] | STANDARD | CR0028 | 2019-05-14 09:39 | 2021-10-11 09:54
deluge valve | CFIHOS-30000639 | failure action | CFIHOS-40000580 |  |  | API Spec 6D:2014 |  |  | STANDARD | CR0028 | 2019-05-14 09:39 | 2021-10-11 09:54
deluge valve | CFIHOS-30000639 | nominal diameter | CFIHOS-40000509 | MMT | INH | IEC 60537:1976 Withdrawn;ISO 14224:2016 |  |  | STANDARD | CR0028;CR0032 | 2019-05-14 09:39 | 2021-10-11 09:54
deluge valve | CFIHOS-30000639 | normal operating pressure | CFIHOS-40000512 | BRG | 64 |  |  |  | STANDARD | CR0028;CR0032 | 2019-05-14 09:39 | 2021-10-11 09:54
deluge valve | CFIHOS-30000639 | normal operating temperature | CFIHOS-40000514 | CEL | FAH |  |  |  | STANDARD | CR0028;CR0032 | 2019-05-14 09:39 | 2021-10-11 09:54
deluge valve | CFIHOS-30000639 | piping class | CFIHOS-40000488 |  |  | IEC 60537:1976 Withdrawn;ISO 14224:2016 |  |  | STANDARD | CR0028 | 2019-05-14 09:39 | 2021-10-11 09:54
demister | CFIHOS-30000573 | coil normal operating pressure | CFIHOS-40000042 | BRG | 64 |  |  |  | STANDARD | CR0032 | 2017-02-13 22:35 | 2021-10-11 09:54
demister | CFIHOS-30000573 | coil normal operating temperature | CFIHOS-40000043 | CEL | FAH |  |  |  | STANDARD | CR0032 | 2017-02-13 22:35 | 2021-10-11 09:54
demister | CFIHOS-30000573 | external insulation type | CFIHOS-40000114 |  |  | ASME BPVC Section VIII |  |  | STANDARD | V1.2 | 2017-02-13 22:35 | 2021-10-11 09:54
demister | CFIHOS-30000573 | external upper limit design pressure | CFIHOS-40000119 | BRG | 64 |  |  |  | STANDARD | CR0032 | 2017-02-13 22:35 | 2021-10-11 09:54
demister | CFIHOS-30000573 | fluid name | CFIHOS-40000132 | [5 empty] | STANDARD | V1.2 | 2017-02-13 22:35 | 2021-10-11 09:54
demister | CFIHOS-30000573 | internal insulation type | CFIHOS-40000187 | [5 empty] | STANDARD | V1.2 | 2017-02-13 22:35 | 2021-10-11 09:54
demister | CFIHOS-30000573 | internal upper limit design pressure | CFIHOS-40000192 | BRG | 64 |  |  |  | STANDARD | CR0032 | 2017-02-13 22:35 | 2021-10-11 09:54
demister | CFIHOS-30000573 | jacket normal operating pressure | CFIHOS-40000196 | BRG | 64 |  |  |  | STANDARD | CR0032 | 2017-02-13 22:35 | 2021-10-11 09:54
demister | CFIHOS-30000573 | jacket normal operating temperature | CFIHOS-40000197 | CEL | FAH |  |  |  | STANDARD | CR0032 | 2017-02-13 22:35 | 2021-10-11 09:54
demister | CFIHOS-30000573 | lower limit operating temperature | CFIHOS-40000504 | CEL | FAH |  |  |  | STANDARD | CR0032 | 2017-02-13 22:35 | 2021-10-11 09:54
demister | CFIHOS-30000573 | minimum design metal temperature | CFIHOS-40000232 | CEL | FAH |  |  |  | STANDARD | CR0032 | 2017-02-13 22:35 | 2021-10-11 09:54
demister | CFIHOS-30000573 | shell normal external operating pressure | CFIHOS-40000356 | BRG | 64 |  |  |  | STANDARD | CR0032 | 2017-02-13 22:35 | 2021-10-11 09:54
demister | CFIHOS-30000573 | shell normal internal operating pressure | CFIHOS-40000357 | BRG | 64 |  |  |  | STANDARD | CR0032 | 2017-02-13 22:35 | 2021-10-11 09:54
demister | CFIHOS-30000573 | shell normal operating temperature | CFIHOS-40000358 | CEL | FAH |  |  |  | STANDARD | CR0032 | 2017-02-13 22:35 | 2021-10-11 09:54
demister | CFIHOS-30000573 | upper limit design temperature | CFIHOS-40000536 | CEL | FAH |  |  |  | STANDARD | CR0032 | 2017-02-13 22:35 | 2021-10-11 09:54
demister | CFIHOS-30000573 | upper limit operating temperature | CFIHOS-40000538 | CEL | FAH |  |  |  | STANDARD | CR0032 | 2017-02-13 22:35 | 2021-10-11 09:54
density analyser | CFIHOS-30000413 | explosion protection gas group | CFIHOS-40000110 |  |  | IEC 60529:2013 |  |  | STANDARD | CR0002;FR60 | 2017-02-13 22:35 | 2021-10-11 09:54
density analyser | CFIHOS-30000413 | explosion protection temperature class | CFIHOS-40000112 |  |  | IEC 60529:2013 |  |  | STANDARD | CR0002;FR60 | 2017-02-13 22:35 | 2021-10-11 09:54
density analyser | CFIHOS-30000413 | explosion protection zone | CFIHOS-40000113 |  |  | IEC 60529:2013 |  |  | STANDARD | CR0002;FR60 | 2017-02-13 22:35 | 2021-10-11 09:54
dew point analyser | CFIHOS-30000414 | explosion protection gas group | CFIHOS-40000110 |  |  | IEC 60529:2013 |  |  | STANDARD | CR0002;FR60 | 2017-02-13 22:35 | 2021-10-11 09:54
dew point analyser | CFIHOS-30000414 | explosion protection temperature class | CFIHOS-40000112 |  |  | IEC 60529:2013 |  |  | STANDARD | CR0002;FR60 | 2017-02-13 22:35 | 2021-10-11 09:54
dew point analyser | CFIHOS-30000414 | explosion protection zone | CFIHOS-40000113 |  |  | IEC 60529:2013 |  |  | STANDARD | CR0002;FR60 | 2017-02-13 22:35 | 2021-10-11 09:54
dew point transmitter | CFIHOS-30000029 | explosion protection gas group | CFIHOS-40000110 |  |  | IEC 60529:2013 |  |  | STANDARD | V1.2 | 2017-02-13 22:35 | 2021-10-11 09:54
dew point transmitter | CFIHOS-30000029 | explosion protection temperature class | CFIHOS-40000112 |  |  | IEC 60529:2013 |  |  | STANDARD | V1.2 | 2017-02-13 22:35 | 2021-10-11 09:54
dew point transmitter | CFIHOS-30000029 | explosion protection zone | CFIHOS-40000113 |  |  | IEC 60529:2013 |  |  | STANDARD | V1.2 | 2017-02-13 22:35 | 2021-10-11 09:54
dew point transmitter | CFIHOS-30000029 | safety integrity level | CFIHOS-40000579 | [5 empty] | STANDARD | CR0028 | 2019-05-14 09:39 | 2021-10-11 09:54
diaphragm compressor | CFIHOS-30000525 | capacity control range | CFIHOS-40000036 | [5 empty] | TERMINATED | CR0009 | 2017-02-13 22:35 | 2021-10-11 09:54 | 2021-10-11 09:54
diaphragm compressor | CFIHOS-30000525 | component cooling requirement | CFIHOS-40000058 | [5 empty] | TERMINATED | CR0009 | 2017-02-13 22:35 | 2021-10-11 09:54 | 2021-10-11 09:54
diaphragm compressor | CFIHOS-30000525 | component cooling type | CFIHOS-40000059 | [5 empty] | TERMINATED | CR0009 | 2017-02-13 22:35 | 2021-10-11 09:54 | 2021-10-11 09:54
diaphragm compressor | CFIHOS-30000525 | compressibility factor Z at inlet | CFIHOS-40000060 | [5 empty] | TERMINATED | CR0009 | 2017-02-13 22:35 | 2021-10-11 09:54 | 2021-10-11 09:54
diaphragm compressor | CFIHOS-30000525 | compressor capacity control type | CFIHOS-40000061 | [5 empty] | TERMINATED | CR0009 | 2017-02-13 22:35 | 2021-10-11 09:54 | 2021-10-11 09:54
diaphragm compressor | CFIHOS-30000525 | corrosive gas | CFIHOS-40000065 | [5 empty] | TERMINATED | CR0009 | 2017-02-13 22:35 | 2021-10-11 09:54 | 2021-10-11 09:54
diaphragm compressor | CFIHOS-30000525 | crankcase rapid pressure relief device | CFIHOS-40000069 | [5 empty] | TERMINATED | CR0009 | 2017-02-13 22:35 | 2021-10-11 09:54 | 2021-10-11 09:54
diaphragm compressor | CFIHOS-30000525 | cylinder lubricator type | CFIHOS-40000073 | [5 empty] | TERMINATED | CR0009 | 2017-02-13 22:35 | 2021-10-11 09:54 | 2021-10-11 09:54
diaphragm compressor | CFIHOS-30000525 | explosion protection gas group | CFIHOS-40000110 |  |  | IEC 60529:2013 |  |  | TERMINATED | CR0009 | 2017-02-13 22:35 | 2021-10-11 09:54 | 2021-10-11 09:54
diaphragm compressor | CFIHOS-30000525 | explosion protection temperature class | CFIHOS-40000112 |  |  | IEC 60529:2013 |  |  | TERMINATED | CR0009 | 2017-02-13 22:35 | 2021-10-11 09:54 | 2021-10-11 09:54
diaphragm compressor | CFIHOS-30000525 | explosion protection zone | CFIHOS-40000113 |  |  | IEC 60529:2013 |  |  | TERMINATED | CR0009 | 2017-02-13 22:35 | 2021-10-11 09:54 | 2021-10-11 09:54
diaphragm compressor | CFIHOS-30000525 | fluid name | CFIHOS-40000132 |  |  | ISO 14224:2016 |  |  | TERMINATED | CR0009 | 2017-02-13 22:35 | 2021-10-11 09:54 | 2021-10-11 09:54
diaphragm compressor | CFIHOS-30000525 | molecular weight | CFIHOS-40000506 |  |  | ISO 14224:2016 |  |  | TERMINATED | CR0009 | 2017-02-13 22:35 | 2021-10-11 09:54 | 2021-10-11 09:54
diaphragm compressor | CFIHOS-30000525 | normal operating cooling water pressure | CFIHOS-40000253 | [5 empty] | TERMINATED | CR0009 | 2017-02-13 22:35 | 2021-10-11 09:54 | 2021-10-11 09:54
diaphragm compressor | CFIHOS-30000525 | normal operating inlet pressure | CFIHOS-40000511 | [5 empty] | TERMINATED | CR0009 | 2017-02-13 22:35 | 2021-10-11 09:54 | 2021-10-11 09:54
diaphragm compressor | CFIHOS-30000525 | normal operating inlet temperature | CFIHOS-40000272 | [5 empty] | TERMINATED | CR0009 | 2017-02-13 22:35 | 2021-10-11 09:54 | 2021-10-11 09:54
diaphragm compressor | CFIHOS-30000525 | normal operating mass flow rate | CFIHOS-40000275 |  |  | ISO 14224:2016 |  |  | TERMINATED | CR0009 | 2017-02-13 22:35 | 2021-10-11 09:54 | 2021-10-11 09:54
diaphragm compressor | CFIHOS-30000525 | normal operating outlet pressure | CFIHOS-40000278 |  |  | ISO 14224:2016 |  |  | TERMINATED | CR0009 | 2017-02-13 22:35 | 2021-10-11 09:54 | 2021-10-11 09:54
diaphragm compressor | CFIHOS-30000525 | number of capacity steps | CFIHOS-40000299 |  |  | ISO 14224:2016 |  |  | TERMINATED | CR0009 | 2017-02-13 22:35 | 2021-10-11 09:54 | 2021-10-11 09:54
diaphragm compressor | CFIHOS-30000525 | specific heat ratio Cp/Cv at inlet | CFIHOS-40000373 | [5 empty] | TERMINATED | CR0009 | 2017-02-13 22:35 | 2021-10-11 09:54 | 2021-10-11 09:54
diaphragm compressor | CFIHOS-30000525 | upper limit allowable speed | CFIHOS-40000453 | [5 empty] | TERMINATED | CR0009 | 2017-02-13 22:35 | 2021-10-11 09:54 | 2021-10-11 09:54
diaphragm compressor | CFIHOS-30000525 | upper limit cooling water inlet temperature | CFIHOS-40000455 | [5 empty] | TERMINATED | CR0009 | 2017-02-13 22:35 | 2021-10-11 09:54 | 2021-10-11 09:54
diaphragm compressor | CFIHOS-30000525 | upper limit cooling water outlet temperature | CFIHOS-40000456 | [5 empty] | TERMINATED | CR0009 | 2017-02-13 22:35 | 2021-10-11 09:54 | 2021-10-11 09:54
diaphragm compressor | CFIHOS-30000525 | valve type | CFIHOS-40000479 | [5 empty] | TERMINATED | CR0009 | 2017-02-13 22:35 | 2021-10-11 09:54 | 2021-10-11 09:54
diaphragm control valve | CFIHOS-30000817 | actuation service | CFIHOS-40000638 |  |  | ISA-TR20.00.01-2007 |  |  | STANDARD | CR0029;FR60 | 2019-10-01 02:04 | 2021-10-11 09:54
diaphragm control valve | CFIHOS-30000817 | communication protocol | CFIHOS-40000599 |  |  | IEC 60534-7:2010 |  |  | STANDARD | CR0029;FR60 | 2019-10-01 02:04 | 2021-10-11 09:54
diaphragm control valve | CFIHOS-30000817 | design specification | CFIHOS-40000487 |  |  | IEC 60534-7:2010 |  |  | STANDARD | CR0029;FR60 | 2019-10-01 02:04 | 2021-10-11 09:54
diaphragm control valve | CFIHOS-30000817 | explosion protection gas group | CFIHOS-40000110 | [5 empty] | STANDARD | CR0029 | 2019-10-01 02:04 | 2021-10-11 09:54
diaphragm control valve | CFIHOS-30000817 | explosion protection temperature class | CFIHOS-40000112 | [5 empty] | STANDARD | CR0029 | 2019-10-01 02:04 | 2021-10-11 09:54
diaphragm control valve | CFIHOS-30000817 | explosion protection zone | CFIHOS-40000113 | [5 empty] | STANDARD | CR0029 | 2019-10-01 02:04 | 2021-10-11 09:54
diaphragm control valve | CFIHOS-30000817 | failure action | CFIHOS-40000580 |  |  | API Spec 6D:2014 |  |  | STANDARD | CR0029;FR60 | 2019-10-01 02:04 | 2021-10-11 09:54
diaphragm control valve | CFIHOS-30000817 | fire safe | CFIHOS-40000585 | [5 empty] | STANDARD | CR0029 | 2019-10-01 02:04 | 2021-10-11 09:54
diaphragm control valve | CFIHOS-30000817 | fluid name | CFIHOS-40000132 |  |  | IEC 60537:1976 Withdrawn;ISA-TR20.00.01-2007;ISO 14224:2016 |  |  | STANDARD | CR0029;FR60 | 2019-10-01 02:04 | 2021-10-11 09:54
diaphragm control valve | CFIHOS-30000817 | full opening valve | CFIHOS-40000584 |  |  | ANSI/ISA-75.05.01-2019 |  |  | STANDARD | CR0029;FR60 | 2019-10-01 02:04 | 2021-10-11 09:54
diaphragm control valve | CFIHOS-30000817 | input signal range | CFIHOS-40000600 | [5 empty] | STANDARD | CR0029 | 2019-10-01 02:04 | 2021-10-11 09:54
diaphragm control valve | CFIHOS-30000817 | input signal type | CFIHOS-40000597 |  |  | IEC 60534-7:2010 |  |  | STANDARD | CR0029;FR60 | 2019-10-01 02:04 | 2021-10-11 09:54
diaphragm control valve | CFIHOS-30000817 | nominal diameter | CFIHOS-40000509 | MMT | INH | API Spec 6D:2014 |  |  | STANDARD | CR0029;CR0032;FR60 | 2019-10-01 02:04 | 2021-10-11 09:54
diaphragm control valve | CFIHOS-30000817 | normal operating pressure | CFIHOS-40000512 | BRG | 64 | API Spec 6D:2014;ISA-TR20.00.01-2007;ISO 14224:2016 |  |  | STANDARD | CR0029;CR0032;FR60 | 2019-10-01 02:04 | 2021-10-11 09:54
diaphragm control valve | CFIHOS-30000817 | normal operating temperature | CFIHOS-40000514 | CEL | FAH | ISO 14224:2016;ANSI/ISA-75.05.01-2019;IEC 60537:1976 Withdrawn |  |  | STANDARD | CR0029;CR0032;FR60 | 2019-10-01 02:04 | 2021-10-11 09:54
diaphragm control valve | CFIHOS-30000817 | output signal range | CFIHOS-40000601 | [5 empty] | STANDARD | CR0029 | 2019-10-01 02:04 | 2021-10-11 09:54
diaphragm control valve | CFIHOS-30000817 | output signal type | CFIHOS-40000598 |  |  | IEC 60534-7:2010 |  |  | STANDARD | CR0029;FR60 | 2019-10-01 02:04 | 2021-10-11 09:54
diaphragm control valve | CFIHOS-30000817 | piping class | CFIHOS-40000488 |  |  | API Spec 6D:2014 |  |  | STANDARD | CR0029;FR60 | 2019-10-01 02:04 | 2021-10-11 09:54
diaphragm control valve | CFIHOS-30000817 | safety integrity level | CFIHOS-40000579 |  |  | IEC 60534-7:2010 |  |  | STANDARD | CR0029;FR60 | 2019-10-01 02:04 | 2021-10-11 09:54
diaphragm pump | CFIHOS-30000526 | explosion protection gas group | CFIHOS-40000110 |  |  | IEC 60529:2013 |  |  | TERMINATED | CR0009 | 2017-02-13 22:35 | 2021-10-11 09:54 | 2021-10-11 09:54
diaphragm pump | CFIHOS-30000526 | explosion protection temperature class | CFIHOS-40000112 |  |  | IEC 60529:2013 |  |  | TERMINATED | CR0009 | 2017-02-13 22:35 | 2021-10-11 09:54 | 2021-10-11 09:54
diaphragm pump | CFIHOS-30000526 | explosion protection zone | CFIHOS-40000113 |  |  | IEC 60529:2013 |  |  | TERMINATED | CR0009 | 2017-02-13 22:35 | 2021-10-11 09:54 | 2021-10-11 09:54
diaphragm valve | CFIHOS-30000818 | design specification | CFIHOS-40000487 | [5 empty] | STANDARD | CR0029 | 2019-10-01 02:04 | 2021-10-11 09:54
diaphragm valve | CFIHOS-30000818 | failure action | CFIHOS-40000580 | [5 empty] | STANDARD | CR0029 | 2019-10-01 02:04 | 2021-10-11 09:54
diaphragm valve | CFIHOS-30000818 | fluid name | CFIHOS-40000132 |  |  | ASME B31.3 - 2020;IEC 60537:1976 Withdrawn;ISO 14224:2016 |  |  | STANDARD | CR0029;FR60 | 2019-10-01 02:04 | 2021-10-11 09:54
diaphragm valve | CFIHOS-30000818 | full opening valve | CFIHOS-40000584 |  |  | API Spec 6D:2014 |  |  | STANDARD | CR0029;FR60 | 2019-10-01 02:04 | 2021-10-11 09:54
diaphragm valve | CFIHOS-30000818 | nominal diameter | CFIHOS-40000509 | MMT | INH | API Spec 6D:2014 |  |  | STANDARD | CR0029;CR0032;FR60 | 2019-10-01 02:04 | 2021-10-11 09:54
diaphragm valve | CFIHOS-30000818 | normal operating pressure | CFIHOS-40000512 | BRG | 64 | IEC 60537:1976 Withdrawn;ISO 14224:2016 |  |  | STANDARD | CR0029;CR0032;FR60 | 2019-10-01 02:04 | 2021-10-11 09:54
diaphragm valve | CFIHOS-30000818 | normal operating temperature | CFIHOS-40000514 | CEL | FAH | IEC 60537:1976 Withdrawn;ISO 14224:2016 |  |  | STANDARD | CR0029;CR0032;FR60 | 2019-10-01 02:04 | 2021-10-11 09:54
diaphragm valve | CFIHOS-30000818 | piping class | CFIHOS-40000488 |  |  | API Spec 6D:2014 |  |  | STANDARD | CR0029;FR60 | 2019-10-01 02:04 | 2021-10-11 09:54
diesel engine | CFIHOS-30000527 | direction of rotation | CFIHOS-40000075 | [5 empty] | STANDARD | CR0029 | 2019-10-01 02:04 | 2021-10-11 09:54
diesel engine | CFIHOS-30000527 | explosion protection gas group | CFIHOS-40000110 |  |  | IEC 60529:2013 |  |  | STANDARD | CR0009;FR60 | 2017-02-13 22:35 | 2021-10-11 09:54
diesel engine | CFIHOS-30000527 | explosion protection temperature class | CFIHOS-40000112 |  |  | IEC 60529:2013 |  |  | STANDARD | CR0009;FR60 | 2017-02-13 22:35 | 2021-10-11 09:54
diesel engine | CFIHOS-30000527 | explosion protection zone | CFIHOS-40000113 |  |  | IEC 60529:2013 |  |  | STANDARD | CR0009;FR60 | 2017-02-13 22:35 | 2021-10-11 09:54
diesel engine | CFIHOS-30000527 | fuel type | CFIHOS-40000135 | [5 empty] | STANDARD | CR0029 | 2019-10-01 02:04 | 2021-10-11 09:54
diesel engine | CFIHOS-30000527 | lower limit operating temperature | CFIHOS-40000504 | [5 empty] | TERMINATED | CR0009 | 2017-02-13 22:35 | 2021-10-11 09:54 | 2021-10-11 09:54
diesel engine | CFIHOS-30000527 | normal operating rotational speed | CFIHOS-40000283 | RPM | RPM |  |  |  | STANDARD | CR0029;CR0032 | 2019-10-01 02:04 | 2021-10-11 09:54
diesel engine | CFIHOS-30000527 | normal operating temperature | CFIHOS-40000514 | [5 empty] | TERMINATED | CR0009 | 2017-02-13 22:35 | 2021-10-11 09:54 | 2021-10-11 09:54
diesel engine | CFIHOS-30000527 | operation continuous intermittent | CFIHOS-40000309 | [5 empty] | STANDARD | CR0029 | 2019-10-01 02:04 | 2021-10-11 09:54
diesel engine | CFIHOS-30000527 | rated output power | CFIHOS-40000523 |  |  | ISO 14224:2016 |  |  | TERMINATED | CR0009 | 2017-02-13 22:35 | 2021-10-11 09:54 | 2021-10-11 09:54
diesel engine | CFIHOS-30000527 | rated speed | CFIHOS-40000332 |  |  | ISO 14224:2016 |  |  | TERMINATED | CR0009 | 2017-02-13 22:35 | 2021-10-11 09:54 | 2021-10-11 09:54
diesel engine | CFIHOS-30000527 | upper limit operating temperature | CFIHOS-40000538 | [5 empty] | TERMINATED | CR0009 | 2017-02-13 22:35 | 2021-10-11 09:54 | 2021-10-11 09:54
differential pressure flow transmitter | CFIHOS-30000031 | explosion protection gas group | CFIHOS-40000110 |  |  | IEC 60529:2013 |  |  | STANDARD | CR0002;FR60 | 2017-02-13 22:35 | 2021-10-11 09:54
differential pressure flow transmitter | CFIHOS-30000031 | explosion protection temperature class | CFIHOS-40000112 |  |  | IEC 60529:2013 |  |  | STANDARD | CR0002;FR60 | 2017-02-13 22:35 | 2021-10-11 09:54
differential pressure flow transmitter | CFIHOS-30000031 | explosion protection zone | CFIHOS-40000113 |  |  | IEC 60529:2013 |  |  | STANDARD | CR0002;FR60 | 2017-02-13 22:35 | 2021-10-11 09:54
differential pressure flow transmitter | CFIHOS-30000031 | safety integrity level | CFIHOS-40000579 | [5 empty] | STANDARD | CR0029 | 2019-10-01 02:04 | 2021-10-11 09:54
differential pressure gauge | CFIHOS-30000415 | explosion protection gas group | CFIHOS-40000110 | [5 empty] | STANDARD | CR0028 | 2019-05-14 09:39 | 2021-10-11 09:54
differential pressure gauge | CFIHOS-30000415 | explosion protection temperature class | CFIHOS-40000112 | [5 empty] | STANDARD | CR0028 | 2019-05-14 09:39 | 2021-10-11 09:54
differential pressure gauge | CFIHOS-30000415 | explosion protection zone | CFIHOS-40000113 | [5 empty] | STANDARD | CR0028 | 2019-05-14 09:39 | 2021-10-11 09:54
differential pressure level transmitter | CFIHOS-30000416 | explosion protection gas group | CFIHOS-40000110 |  |  | IEC 60529:2013 |  |  | STANDARD | CR0002;FR60 | 2017-02-13 22:35 | 2021-10-11 09:54
differential pressure level transmitter | CFIHOS-30000416 | explosion protection temperature class | CFIHOS-40000112 |  |  | IEC 60529:2013 |  |  | STANDARD | CR0002;FR60 | 2017-02-13 22:35 | 2021-10-11 09:54
differential pressure level transmitter | CFIHOS-30000416 | explosion protection zone | CFIHOS-40000113 |  |  | IEC 60529:2013 |  |  | STANDARD | CR0002;FR60 | 2017-02-13 22:35 | 2021-10-11 09:54
differential pressure level transmitter | CFIHOS-30000416 | safety integrity level | CFIHOS-40000579 | [5 empty] | STANDARD | CR0029 | 2019-10-01 02:04 | 2021-10-11 09:54
differential pressure switch | CFIHOS-30000417 | explosion protection gas group | CFIHOS-40000110 |  |  | IEC 60529:2013 |  |  | STANDARD | V1.2 | 2017-02-13 22:35 | 2021-10-11 09:54
differential pressure switch | CFIHOS-30000417 | explosion protection temperature class | CFIHOS-40000112 |  |  | IEC 60529:2013 |  |  | STANDARD | V1.2 | 2017-02-13 22:35 | 2021-10-11 09:54
differential pressure switch | CFIHOS-30000417 | explosion protection zone | CFIHOS-40000113 |  |  | IEC 60529:2013 |  |  | STANDARD | V1.2 | 2017-02-13 22:35 | 2021-10-11 09:54
differential pressure switch | CFIHOS-30000417 | safety integrity level | CFIHOS-40000579 | [5 empty] | STANDARD | CR0028 | 2019-05-14 09:39 | 2021-10-11 09:54
differential pressure transmitter | CFIHOS-30000418 | explosion protection gas group | CFIHOS-40000110 |  |  | IEC 60529:2013 |  |  | STANDARD | V1.2 | 2017-02-13 22:35 | 2021-10-11 09:54
differential pressure transmitter | CFIHOS-30000418 | explosion protection temperature class | CFIHOS-40000112 |  |  | IEC 60529:2013 |  |  | STANDARD | V1.2 | 2017-02-13 22:35 | 2021-10-11 09:54
differential pressure transmitter | CFIHOS-30000418 | explosion protection zone | CFIHOS-40000113 |  |  | IEC 60529:2013 |  |  | STANDARD | V1.2 | 2017-02-13 22:35 | 2021-10-11 09:54
differential pressure transmitter | CFIHOS-30000418 | safety integrity level | CFIHOS-40000579 | [5 empty] | STANDARD | CR0028 | 2019-05-14 09:39 | 2021-10-11 09:54
direct current generator | CFIHOS-30000819 | direction of rotation | CFIHOS-40000075 | [5 empty] | STANDARD | CR0029 | 2019-10-01 02:04 | 2021-10-11 09:54
direct current generator | CFIHOS-30000819 | explosion protection gas group | CFIHOS-40000110 |  |  | IEC 60529:2013 |  |  | STANDARD | CR0029;FR60 | 2019-10-01 02:04 | 2021-10-11 09:54
direct current generator | CFIHOS-30000819 | explosion protection temperature class | CFIHOS-40000112 |  |  | IEC 60529:2013 |  |  | STANDARD | CR0029;FR60 | 2019-10-01 02:04 | 2021-10-11 09:54
direct current generator | CFIHOS-30000819 | explosion protection zone | CFIHOS-40000113 |  |  | IEC 60529:2013 |  |  | STANDARD | CR0029;FR60 | 2019-10-01 02:04 | 2021-10-11 09:54
direct current generator | CFIHOS-30000819 | lower limit operating temperature | CFIHOS-40000504 | CEL | FAH |  |  |  | STANDARD | CR0029;CR0032 | 2019-10-01 02:04 | 2021-10-11 09:54
direct current generator | CFIHOS-30000819 | normal output power | CFIHOS-40000292 | KWT | K43 |  |  |  | STANDARD | CR0029;CR0032 | 2019-10-01 02:04 | 2021-10-11 09:54
direct current generator | CFIHOS-30000819 | operation continuous intermittent | CFIHOS-40000309 | [5 empty] | STANDARD | CR0029 | 2019-10-01 02:04 | 2021-10-11 09:54
direct current generator | CFIHOS-30000819 | rated voltage | CFIHOS-40000528 | VLT | VLT |  |  |  | STANDARD | CR0029;CR0032 | 2019-10-01 02:04 | 2021-10-11 09:54
direct current generator | CFIHOS-30000819 | upper limit operating temperature | CFIHOS-40000538 | CEL | FAH |  |  |  | STANDARD | CR0029;CR0032 | 2019-10-01 02:04 | 2021-10-11 09:54
direct current motor | CFIHOS-30000820 | direction of rotation | CFIHOS-40000075 | [5 empty] | STANDARD | CR0029 | 2019-10-01 02:04 | 2021-10-11 09:54
direct current motor | CFIHOS-30000820 | explosion protection gas group | CFIHOS-40000110 |  |  | IEC 60529:2013 |  |  | STANDARD | CR0029;FR60 | 2019-10-01 02:04 | 2021-10-11 09:54
direct current motor | CFIHOS-30000820 | explosion protection temperature class | CFIHOS-40000112 |  |  | IEC 60529:2013 |  |  | STANDARD | CR0029;FR60 | 2019-10-01 02:04 | 2021-10-11 09:54
direct current motor | CFIHOS-30000820 | explosion protection zone | CFIHOS-40000113 |  |  | IEC 60529:2013 |  |  | STANDARD | CR0029;FR60 | 2019-10-01 02:04 | 2021-10-11 09:54
direct current motor | CFIHOS-30000820 | normal operating rotational speed | CFIHOS-40000283 | RPM | RPM | API Std 546:2008 |  |  | STANDARD | CR0029;CR0032;FR60 | 2019-10-01 02:04 | 2021-10-11 09:54
direct current motor | CFIHOS-30000820 | normal output power | CFIHOS-40000292 | KWT | K43 |  |  |  | STANDARD | CR0029;CR0032 | 2019-10-01 02:04 | 2021-10-11 09:54
direct current motor | CFIHOS-30000820 | operation continuous intermittent | CFIHOS-40000309 | [5 empty] | STANDARD | CR0029 | 2019-10-01 02:04 | 2021-10-11 09:54
direct current motor | CFIHOS-30000820 | rated output power | CFIHOS-40000523 | KWT | K43 |  |  |  | STANDARD | CR0029;CR0032 | 2019-10-01 02:04 | 2021-10-11 09:54
direct current motor | CFIHOS-30000820 | rated voltage | CFIHOS-40000528 | VLT | VLT |  |  |  | STANDARD | CR0029;CR0032 | 2019-10-01 02:04 | 2021-10-11 09:54
directional solenoid valve | CFIHOS-30000293 | explosion protection gas group | CFIHOS-40000110 |  |  | IEC 60529:2013 |  |  | TERMINATED | CR0002 | 2017-02-13 22:35 | 2021-10-11 09:54 | 2021-10-11 09:54
directional solenoid valve | CFIHOS-30000293 | explosion protection temperature class | CFIHOS-40000112 |  |  | IEC 60529:2013 |  |  | TERMINATED | CR0002 | 2017-02-13 22:35 | 2021-10-11 09:54 | 2021-10-11 09:54
directional solenoid valve | CFIHOS-30000293 | explosion protection zone | CFIHOS-40000113 |  |  | IEC 60529:2013 |  |  | TERMINATED | CR0002 | 2017-02-13 22:35 | 2021-10-11 09:54 | 2021-10-11 09:54
displacer level transmitter | CFIHOS-30000034 | explosion protection gas group | CFIHOS-40000110 |  |  | IEC 60529:2013 |  |  | STANDARD | CR0002;FR60 | 2017-02-13 22:35 | 2021-10-11 09:54
displacer level transmitter | CFIHOS-30000034 | explosion protection temperature class | CFIHOS-40000112 |  |  | IEC 60529:2013 |  |  | STANDARD | CR0002;FR60 | 2017-02-13 22:35 | 2021-10-11 09:54
displacer level transmitter | CFIHOS-30000034 | explosion protection zone | CFIHOS-40000113 |  |  | IEC 60529:2013 |  |  | STANDARD | CR0002;FR60 | 2017-02-13 22:35 | 2021-10-11 09:54
displacer level transmitter | CFIHOS-30000034 | safety integrity level | CFIHOS-40000579 | [5 empty] | STANDARD | CR0029 | 2019-10-01 02:04 | 2021-10-11 09:54
distillation analyser | CFIHOS-30000035 | explosion protection gas group | CFIHOS-40000110 |  |  | IEC 60529:2013 |  |  | STANDARD | CR0002;FR60 | 2017-02-13 22:35 | 2021-10-11 09:54
distillation analyser | CFIHOS-30000035 | explosion protection temperature class | CFIHOS-40000112 |  |  | IEC 60529:2013 |  |  | STANDARD | CR0002;FR60 | 2017-02-13 22:35 | 2021-10-11 09:54
distillation analyser | CFIHOS-30000035 | explosion protection zone | CFIHOS-40000113 |  |  | IEC 60529:2013 |  |  | STANDARD | CR0002;FR60 | 2017-02-13 22:35 | 2021-10-11 09:54
distillation column | CFIHOS-30000821 | bottom section normal operating pressure | CFIHOS-40000026 | BRG | 64 |  |  |  | STANDARD | CR0029;CR0032 | 2019-10-01 02:04 | 2021-10-11 09:54
distillation column | CFIHOS-30000821 | bottom section normal operating temperature | CFIHOS-40000027 | CEL | FAH |  |  |  | STANDARD | CR0029;CR0032 | 2019-10-01 02:04 | 2021-10-11 09:54
distillation column | CFIHOS-30000821 | design specification | CFIHOS-40000487 | [5 empty] | STANDARD | CR0029 | 2019-10-01 02:04 | 2021-10-11 09:54
distillation column | CFIHOS-30000821 | external coating specification | CFIHOS-40000613 | [5 empty] | STANDARD | CR0029 | 2019-10-01 02:04 | 2021-10-11 09:54
distillation column | CFIHOS-30000821 | external insulation type | CFIHOS-40000114 |  |  | ASME BPVC Section VIII |  |  | STANDARD | CR0029;FR60 | 2019-10-01 02:04 | 2021-10-11 09:54
distillation column | CFIHOS-30000821 | fluid name | CFIHOS-40000132 | [5 empty] | STANDARD | CR0029 | 2019-10-01 02:04 | 2021-10-11 09:54
distillation column | CFIHOS-30000821 | insulation code | CFIHOS-40000178 | [5 empty] | STANDARD | CR0029 | 2019-10-01 02:04 | 2021-10-11 09:54
distillation column | CFIHOS-30000821 | intermediate section normal operating pressure | CFIHOS-40000184 | BRG | 64 |  |  |  | STANDARD | CR0029;CR0032 | 2019-10-01 02:04 | 2021-10-11 09:54
distillation column | CFIHOS-30000821 | intermediate section normal operating temperature | CFIHOS-40000185 | CEL | FAH |  |  |  | STANDARD | CR0029;CR0032 | 2019-10-01 02:04 | 2021-10-11 09:54
distillation column | CFIHOS-30000821 | top section normal operating pressure | CFIHOS-40000420 | BRG | 64 |  |  |  | STANDARD | CR0029;CR0032 | 2019-10-01 02:04 | 2021-10-11 09:54
distillation column | CFIHOS-30000821 | top section normal operating temperature | CFIHOS-40000421 | CEL | FAH |  |  |  | STANDARD | CR0029;CR0032 | 2019-10-01 02:04 | 2021-10-11 09:54
distillation column | CFIHOS-30000821 | upper limit design pressure | CFIHOS-40000535 | BRG | 64 |  |  |  | STANDARD | CR0029;CR0032 | 2019-10-01 02:04 | 2021-10-11 09:54
distillation column | CFIHOS-30000821 | upper limit design temperature | CFIHOS-40000536 | CEL | FAH |  |  |  | STANDARD | CR0029;CR0032 | 2019-10-01 02:04 | 2021-10-11 09:54
distribution board | CFIHOS-30000330 | explosion protection gas group | CFIHOS-40000110 |  |  | IEC 60529:2013 |  |  | STANDARD | V1.2 | 2017-02-13 22:35 | 2021-10-11 09:54
distribution board | CFIHOS-30000330 | explosion protection temperature class | CFIHOS-40000112 |  |  | IEC 60529:2013 |  |  | STANDARD | V1.2 | 2017-02-13 22:35 | 2021-10-11 09:54
distribution board | CFIHOS-30000330 | explosion protection zone | CFIHOS-40000113 |  |  | IEC 60529:2013 |  |  | STANDARD | V1.2 | 2017-02-13 22:35 | 2021-10-11 09:54
distribution board | CFIHOS-30000330 | nominal current | CFIHOS-40000241 | AMP | AMP |  |  |  | STANDARD | CR0028;CR0032 | 2019-05-14 09:39 | 2021-10-11 09:54
distribution board | CFIHOS-30000330 | number of circuits | CFIHOS-40000300 | [5 empty] | TERMINATED | CR0028 | 2017-02-13 22:35 | 2021-10-11 09:54 | 2021-10-11 09:54
distribution board | CFIHOS-30000330 | operating voltage | CFIHOS-40000603 |  |  | ISO 14224:2016 |  |  | STANDARD | CR0028 | 2019-05-14 09:39 | 2021-10-11 09:54
distribution board | CFIHOS-30000330 | rated current | CFIHOS-40000521 | AMP | AMP |  |  |  | STANDARD | CR0032 | 2017-02-13 22:35 | 2021-10-11 09:54
distribution board | CFIHOS-30000330 | rated voltage | CFIHOS-40000528 | VLT | VLT |  |  |  | STANDARD | CR0032 | 2017-02-13 22:35 | 2021-10-11 09:54
diverter | CFIHOS-30000615 | design specification | CFIHOS-40000487 |  |  | API Std 64:2017 |  |  | STANDARD | CR0031;FR60 | 2020-05-05 09:55 | 2021-10-11 09:54
diverter | CFIHOS-30000615 | lower limit design temperature | CFIHOS-40000503 |  |  | API Std 64:2017 |  |  | STANDARD | CR0031;FR60 | 2020-05-05 09:55 | 2021-10-11 09:54
diverter | CFIHOS-30000615 | nominal diameter | CFIHOS-40000509 |  |  | API Std 64:2017 |  |  | STANDARD | CR0031;FR60 | 2020-05-05 09:55 | 2021-10-11 09:54
diverter | CFIHOS-30000615 | normal volume flow rate | CFIHOS-40000293 |  |  | API Std 64:2017 |  |  | STANDARD | CR0031;FR60 | 2020-05-05 09:55 | 2021-10-11 09:54
diverter | CFIHOS-30000615 | upper limit design pressure | CFIHOS-40000535 |  |  | API Std 64:2017 |  |  | STANDARD | CR0031;FR60 | 2020-05-05 09:55 | 2021-10-11 09:54
diverter | CFIHOS-30000615 | upper limit design temperature | CFIHOS-40000536 |  |  | API Std 64:2017 |  |  | STANDARD | CR0031;FR60 | 2020-05-05 09:55 | 2021-10-11 09:54
double block and bleed valve | CFIHOS-30000822 | design specification | CFIHOS-40000487 | [5 empty] | STANDARD | CR0029 | 2019-10-01 02:04 | 2021-10-11 09:54
double block and bleed valve | CFIHOS-30000822 | failure action | CFIHOS-40000580 | [5 empty] | STANDARD | CR0029 | 2019-10-01 02:04 | 2021-10-11 09:54
double block and bleed valve | CFIHOS-30000822 | fluid name | CFIHOS-40000132 |  |  | ASME B31.3 - 2020;IEC 60537:1976 Withdrawn;ISO 14224:2016 |  |  | STANDARD | CR0029;FR60 | 2019-10-01 02:04 | 2021-10-11 09:54
double block and bleed valve | CFIHOS-30000822 | full opening valve | CFIHOS-40000584 |  |  | API Spec 6D:2014 |  |  | STANDARD | CR0029;FR60 | 2019-10-01 02:04 | 2021-10-11 09:54
double block and bleed valve | CFIHOS-30000822 | nominal diameter | CFIHOS-40000509 | MMT | INH | API Spec 6D:2014 |  |  | STANDARD | CR0029;CR0032;FR60 | 2019-10-01 02:04 | 2021-10-11 09:54
double block and bleed valve | CFIHOS-30000822 | normal operating pressure | CFIHOS-40000512 | BRG | 64 | IEC 60537:1976 Withdrawn;ISO 14224:2016 |  |  | STANDARD | CR0029;CR0032;FR60 | 2019-10-01 02:04 | 2021-10-11 09:54
double block and bleed valve | CFIHOS-30000822 | normal operating temperature | CFIHOS-40000514 | CEL | FAH | IEC 60537:1976 Withdrawn;ISO 14224:2016 |  |  | STANDARD | CR0029;CR0032;FR60 | 2019-10-01 02:04 | 2021-10-11 09:54
double block and bleed valve | CFIHOS-30000822 | piping class | CFIHOS-40000488 |  |  | API Spec 6D:2014 |  |  | STANDARD | CR0029;FR60 | 2019-10-01 02:04 | 2021-10-11 09:54
down hole safety valve | CFIHOS-30000294 | communication protocol | CFIHOS-40000599 |  |  | IEC 60534-7:2010 |  |  | STANDARD | CR0028 | 2019-05-14 09:39 | 2021-10-11 09:54
down hole safety valve | CFIHOS-30000294 | design specification | CFIHOS-40000487 |  |  | IEC 60537:1976 Withdrawn;ISO 14224:2016 |  |  | STANDARD | CR0028 | 2019-05-14 09:39 | 2021-10-11 09:54
down hole safety valve | CFIHOS-30000294 | failure action | CFIHOS-40000580 |  |  | IEC 60537:1976 Withdrawn;ISO 14224:2016 |  |  | STANDARD | CR0028 | 2019-05-14 09:39 | 2021-10-11 09:54
down hole safety valve | CFIHOS-30000294 | fluid name | CFIHOS-40000132 |  |  | IEC 60537:1976 Withdrawn;ISO 14224:2016 |  |  | STANDARD | CR0028 | 2019-05-14 09:39 | 2021-10-11 09:54
down hole safety valve | CFIHOS-30000294 | input signal range | CFIHOS-40000600 | [5 empty] | STANDARD | CR0028 | 2019-05-14 09:39 | 2021-10-11 09:54
down hole safety valve | CFIHOS-30000294 | input signal type | CFIHOS-40000597 |  |  | IEC 60534-7:2010 |  |  | STANDARD | CR0028 | 2019-05-14 09:39 | 2021-10-11 09:54
down hole safety valve | CFIHOS-30000294 | nominal diameter | CFIHOS-40000509 | MMT | INH |  |  |  | STANDARD | CR0028;CR0032 | 2019-05-14 09:39 | 2021-10-11 09:54
down hole safety valve | CFIHOS-30000294 | normal operating pressure | CFIHOS-40000512 | BRG | 64 | IEC 60534-7:2010 |  |  | STANDARD | CR0028;CR0032 | 2019-05-14 09:39 | 2021-10-11 09:54
down hole safety valve | CFIHOS-30000294 | normal operating temperature | CFIHOS-40000514 | CEL | FAH | IEC 60534-7:2010 |  |  | STANDARD | CR0028;CR0032 | 2019-05-14 09:39 | 2021-10-11 09:54
down hole safety valve | CFIHOS-30000294 | output signal range | CFIHOS-40000601 | [5 empty] | STANDARD | CR0028 | 2019-05-14 09:39 | 2021-10-11 09:54
down hole safety valve | CFIHOS-30000294 | output signal type | CFIHOS-40000598 |  |  | IEC 60534-7:2010 |  |  | STANDARD | CR0028 | 2019-05-14 09:39 | 2021-10-11 09:54
down hole safety valve | CFIHOS-30000294 | safety integrity level | CFIHOS-40000579 |  |  | IEC 60537:1976 Withdrawn;ISO 14224:2016 |  |  | STANDARD | CR0028 | 2019-05-14 09:39 | 2021-10-11 09:54
down hole safety valve | CFIHOS-30000294 | signal type | CFIHOS-40000371 |  |  | ANSI/ISA-75.05.01-2019 |  |  | STANDARD | CR0028 | 2019-05-14 09:39 | 2021-10-11 09:54
drier | CFIHOS-30000388 | coil normal operating pressure | CFIHOS-40000042 | [5 empty] | TERMINATED | CR0028 | 2017-02-13 22:35 | 2021-10-11 09:54 | 2021-10-11 09:54
drier | CFIHOS-30000388 | coil normal operating temperature | CFIHOS-40000043 | [5 empty] | TERMINATED | CR0028 | 2017-02-13 22:35 | 2021-10-11 09:54 | 2021-10-11 09:54
drier | CFIHOS-30000388 | external insulation type | CFIHOS-40000114 |  |  | ASME BPVC Section VIII |  |  | STANDARD | V1.2 | 2017-02-13 22:35 | 2021-10-11 09:54
drier | CFIHOS-30000388 | external upper limit design pressure | CFIHOS-40000119 | [5 empty] | TERMINATED | CR0028 | 2017-02-13 22:35 | 2021-10-11 09:54 | 2021-10-11 09:54
drier | CFIHOS-30000388 | fluid name | CFIHOS-40000132 | [5 empty] | STANDARD | V1.2 | 2017-02-13 22:35 | 2021-10-11 09:54
drier | CFIHOS-30000388 | internal insulation type | CFIHOS-40000187 | [5 empty] | TERMINATED | CR0028 | 2017-02-13 22:35 | 2021-10-11 09:54 | 2021-10-11 09:54
drier | CFIHOS-30000388 | internal upper limit design pressure | CFIHOS-40000192 | [5 empty] | TERMINATED | CR0028 | 2017-02-13 22:35 | 2021-10-11 09:54 | 2021-10-11 09:54
drier | CFIHOS-30000388 | jacket normal operating pressure | CFIHOS-40000196 | [5 empty] | TERMINATED | CR0028 | 2017-02-13 22:35 | 2021-10-11 09:54 | 2021-10-11 09:54
drier | CFIHOS-30000388 | jacket normal operating temperature | CFIHOS-40000197 | [5 empty] | TERMINATED | CR0028 | 2017-02-13 22:35 | 2021-10-11 09:54 | 2021-10-11 09:54
drier | CFIHOS-30000388 | lower limit design pressure | CFIHOS-40000551 | [5 empty] | STANDARD | CR0028 | 2019-05-14 09:39 | 2021-10-11 09:54
drier | CFIHOS-30000388 | lower limit design temperature | CFIHOS-40000503 | CEL | FAH |  |  |  | STANDARD | CR0028;CR0032 | 2019-05-14 09:39 | 2021-10-11 09:54
drier | CFIHOS-30000388 | lower limit operating pressure | CFIHOS-40000556 | [5 empty] | STANDARD | CR0028 | 2019-05-14 09:39 | 2021-10-11 09:54
drier | CFIHOS-30000388 | lower limit operating temperature | CFIHOS-40000504 | CEL | FAH |  |  |  | STANDARD | CR0032 | 2017-02-13 22:35 | 2021-10-11 09:54
drier | CFIHOS-30000388 | minimum design metal temperature | CFIHOS-40000232 | [5 empty] | TERMINATED | CR0028 | 2017-02-13 22:35 | 2021-10-11 09:54 | 2021-10-11 09:54
drier | CFIHOS-30000388 | normal operating pressure | CFIHOS-40000512 | BRG | 64 |  |  |  | STANDARD | CR0028;CR0032 | 2019-05-14 09:39 | 2021-10-11 09:54
drier | CFIHOS-30000388 | normal operating temperature | CFIHOS-40000514 | CEL | FAH |  |  |  | STANDARD | CR0028;CR0032 | 2019-05-14 09:39 | 2021-10-11 09:54
drier | CFIHOS-30000388 | normal operating volume flow rate | CFIHOS-40000558 | [5 empty] | STANDARD | CR0028 | 2019-05-14 09:39 | 2021-10-11 09:54
drier | CFIHOS-30000388 | shell normal external operating pressure | CFIHOS-40000356 | [5 empty] | TERMINATED | CR0028 | 2017-02-13 22:35 | 2021-10-11 09:54 | 2021-10-11 09:54
drier | CFIHOS-30000388 | shell normal internal operating pressure | CFIHOS-40000357 | [5 empty] | TERMINATED | CR0028 | 2017-02-13 22:35 | 2021-10-11 09:54 | 2021-10-11 09:54
drier | CFIHOS-30000388 | shell normal operating temperature | CFIHOS-40000358 | [5 empty] | TERMINATED | CR0028 | 2017-02-13 22:35 | 2021-10-11 09:54 | 2021-10-11 09:54
drier | CFIHOS-30000388 | upper limit design pressure | CFIHOS-40000535 | BRG | 64 |  |  |  | STANDARD | CR0028;CR0032 | 2019-05-14 09:39 | 2021-10-11 09:54
drier | CFIHOS-30000388 | upper limit design temperature | CFIHOS-40000536 | CEL | FAH |  |  |  | STANDARD | CR0032 | 2017-02-13 22:35 | 2021-10-11 09:54
drier | CFIHOS-30000388 | upper limit operating pressure | CFIHOS-40000537 | BRG | 64 |  |  |  | STANDARD | CR0028;CR0032 | 2019-05-14 09:39 | 2021-10-11 09:54
drier | CFIHOS-30000388 | upper limit operating temperature | CFIHOS-40000538 | CEL | FAH |  |  |  | STANDARD | CR0032 | 2017-02-13 22:35 | 2021-10-11 09:54
dry transformer | CFIHOS-30000823 | explosion protection gas group | CFIHOS-40000110 |  |  | IEC 60529:2013 |  |  | STANDARD | CR0029;FR60 | 2019-10-01 02:04 | 2021-10-11 09:54
dry transformer | CFIHOS-30000823 | explosion protection temperature class | CFIHOS-40000112 |  |  | IEC 60529:2013 |  |  | STANDARD | CR0029;FR60 | 2019-10-01 02:04 | 2021-10-11 09:54
dry transformer | CFIHOS-30000823 | explosion protection zone | CFIHOS-40000113 |  |  | IEC 60529:2013 |  |  | STANDARD | CR0029;FR60 | 2019-10-01 02:04 | 2021-10-11 09:54
dry transformer | CFIHOS-30000823 | insulation class | CFIHOS-40000177 | [5 empty] | STANDARD | CR0029 | 2019-10-01 02:04 | 2021-10-11 09:54
dry transformer | CFIHOS-30000823 | rated primary winding voltage | CFIHOS-40000525 | VLT | VLT |  |  |  | STANDARD | CR0029;CR0032 | 2019-10-01 02:04 | 2021-10-11 09:54
dry transformer | CFIHOS-30000823 | rated secondary winding voltage | CFIHOS-40000526 | VLT | VLT |  |  |  | STANDARD | CR0029;CR0032 | 2019-10-01 02:04 | 2021-10-11 09:54
dust detector | CFIHOS-30000686 | explosion protection gas group | CFIHOS-40000110 | [5 empty] | STANDARD | CR0028 | 2019-05-14 09:39 | 2021-10-11 09:54
dust detector | CFIHOS-30000686 | explosion protection temperature class | CFIHOS-40000112 | [5 empty] | STANDARD | CR0028 | 2019-05-14 09:39 | 2021-10-11 09:54
dust detector | CFIHOS-30000686 | explosion protection zone | CFIHOS-40000113 | [5 empty] | STANDARD | CR0028 | 2019-05-14 09:39 | 2021-10-11 09:54
dust detector | CFIHOS-30000686 | safety integrity level | CFIHOS-40000579 | [5 empty] | STANDARD | CR0028 | 2019-05-14 09:39 | 2021-10-11 09:54
eccentric rotating disc control valve | CFIHOS-30000824 | actuation service | CFIHOS-40000638 |  |  | ISA-TR20.00.01-2007 |  |  | STANDARD | CR0029;FR60 | 2019-10-01 02:04 | 2021-10-11 09:54
eccentric rotating disc control valve | CFIHOS-30000824 | communication protocol | CFIHOS-40000599 |  |  | IEC 60534-7:2010 |  |  | STANDARD | CR0029;FR60 | 2019-10-01 02:04 | 2021-10-11 09:54
eccentric rotating disc control valve | CFIHOS-30000824 | design specification | CFIHOS-40000487 |  |  | IEC 60534-7:2010 |  |  | STANDARD | CR0029;FR60 | 2019-10-01 02:04 | 2021-10-11 09:54
eccentric rotating disc control valve | CFIHOS-30000824 | explosion protection gas group | CFIHOS-40000110 | [5 empty] | STANDARD | CR0029 | 2019-10-01 02:04 | 2021-10-11 09:54
eccentric rotating disc control valve | CFIHOS-30000824 | explosion protection temperature class | CFIHOS-40000112 | [5 empty] | STANDARD | CR0029 | 2019-10-01 02:04 | 2021-10-11 09:54
eccentric rotating disc control valve | CFIHOS-30000824 | explosion protection zone | CFIHOS-40000113 | [5 empty] | STANDARD | CR0029 | 2019-10-01 02:04 | 2021-10-11 09:54
eccentric rotating disc control valve | CFIHOS-30000824 | failure action | CFIHOS-40000580 |  |  | API Spec 6D:2014 |  |  | STANDARD | CR0029;FR60 | 2019-10-01 02:04 | 2021-10-11 09:54
eccentric rotating disc control valve | CFIHOS-30000824 | fire safe | CFIHOS-40000585 | [5 empty] | STANDARD | CR0029 | 2019-10-01 02:04 | 2021-10-11 09:54
eccentric rotating disc control valve | CFIHOS-30000824 | fluid name | CFIHOS-40000132 |  |  | IEC 60537:1976 Withdrawn;ISA-TR20.00.01-2007;ISO 14224:2016 |  |  | STANDARD | CR0029;FR60 | 2019-10-01 02:04 | 2021-10-11 09:54
eccentric rotating disc control valve | CFIHOS-30000824 | full opening valve | CFIHOS-40000584 |  |  | ANSI/ISA-75.05.01-2019 |  |  | STANDARD | CR0029;FR60 | 2019-10-01 02:04 | 2021-10-11 09:54
eccentric rotating disc control valve | CFIHOS-30000824 | input signal range | CFIHOS-40000600 | [5 empty] | STANDARD | CR0029 | 2019-10-01 02:04 | 2021-10-11 09:54
eccentric rotating disc control valve | CFIHOS-30000824 | input signal type | CFIHOS-40000597 |  |  | IEC 60534-7:2010 |  |  | STANDARD | CR0029;FR60 | 2019-10-01 02:04 | 2021-10-11 09:54
eccentric rotating disc control valve | CFIHOS-30000824 | nominal diameter | CFIHOS-40000509 | MMT | INH | API Spec 6D:2014 |  |  | STANDARD | CR0029;CR0032;FR60 | 2019-10-01 02:04 | 2021-10-11 09:54
eccentric rotating disc control valve | CFIHOS-30000824 | normal operating pressure | CFIHOS-40000512 | BRG | 64 | API Spec 6D:2014;ISA-TR20.00.01-2007;ISO 14224:2016 |  |  | STANDARD | CR0029;CR0032;FR60 | 2019-10-01 02:04 | 2021-10-11 09:54
eccentric rotating disc control valve | CFIHOS-30000824 | normal operating temperature | CFIHOS-40000514 | CEL | FAH | ISO 14224:2016;ANSI/ISA-75.05.01-2019;IEC 60537:1976 Withdrawn |  |  | STANDARD | CR0029;CR0032;FR60 | 2019-10-01 02:04 | 2021-10-11 09:54
eccentric rotating disc control valve | CFIHOS-30000824 | output signal range | CFIHOS-40000601 | [5 empty] | STANDARD | CR0029 | 2019-10-01 02:04 | 2021-10-11 09:54
eccentric rotating disc control valve | CFIHOS-30000824 | output signal type | CFIHOS-40000598 |  |  | IEC 60534-7:2010 |  |  | STANDARD | CR0029;FR60 | 2019-10-01 02:04 | 2021-10-11 09:54
eccentric rotating disc control valve | CFIHOS-30000824 | piping class | CFIHOS-40000488 |  |  | API Spec 6D:2014 |  |  | STANDARD | CR0029;FR60 | 2019-10-01 02:04 | 2021-10-11 09:54
eccentric rotating disc control valve | CFIHOS-30000824 | safety integrity level | CFIHOS-40000579 |  |  | IEC 60534-7:2010 |  |  | STANDARD | CR0029;FR60 | 2019-10-01 02:04 | 2021-10-11 09:54
eccentric rotating disc valve | CFIHOS-30000825 | design specification | CFIHOS-40000487 | [5 empty] | STANDARD | CR0029 | 2019-10-01 02:04 | 2021-10-11 09:54
eccentric rotating disc valve | CFIHOS-30000825 | failure action | CFIHOS-40000580 | [5 empty] | STANDARD | CR0029 | 2019-10-01 02:04 | 2021-10-11 09:54
eccentric rotating disc valve | CFIHOS-30000825 | fluid name | CFIHOS-40000132 |  |  | ASME B31.3 - 2020;IEC 60537:1976 Withdrawn;ISO 14224:2016 |  |  | STANDARD | CR0029;FR60 | 2019-10-01 02:04 | 2021-10-11 09:54
eccentric rotating disc valve | CFIHOS-30000825 | full opening valve | CFIHOS-40000584 |  |  | API Spec 6D:2014 |  |  | STANDARD | CR0029;FR60 | 2019-10-01 02:04 | 2021-10-11 09:54
eccentric rotating disc valve | CFIHOS-30000825 | nominal diameter | CFIHOS-40000509 | MMT | INH | API Spec 6D:2014 |  |  | STANDARD | CR0029;CR0032;FR60 | 2019-10-01 02:04 | 2021-10-11 09:54
eccentric rotating disc valve | CFIHOS-30000825 | normal operating pressure | CFIHOS-40000512 | BRG | 64 | IEC 60537:1976 Withdrawn;ISO 14224:2016 |  |  | STANDARD | CR0029;CR0032;FR60 | 2019-10-01 02:04 | 2021-10-11 09:54
eccentric rotating disc valve | CFIHOS-30000825 | normal operating temperature | CFIHOS-40000514 | CEL | FAH | IEC 60537:1976 Withdrawn;ISO 14224:2016 |  |  | STANDARD | CR0029;CR0032;FR60 | 2019-10-01 02:04 | 2021-10-11 09:54
eccentric rotating disc valve | CFIHOS-30000825 | piping class | CFIHOS-40000488 |  |  | API Spec 6D:2014 |  |  | STANDARD | CR0029;FR60 | 2019-10-01 02:04 | 2021-10-11 09:54
eductor | CFIHOS-30000038 | lower limit design pressure | CFIHOS-40000551 | [5 empty] | STANDARD | CR0028 | 2019-05-14 09:39 | 2021-10-11 09:54
eductor | CFIHOS-30000038 | lower limit design temperature | CFIHOS-40000503 | CEL | FAH |  |  |  | STANDARD | CR0028;CR0032 | 2019-05-14 09:39 | 2021-10-11 09:54
eductor | CFIHOS-30000038 | lower limit operating pressure | CFIHOS-40000556 | [5 empty] | STANDARD | CR0028 | 2019-05-14 09:39 | 2021-10-11 09:54
eductor | CFIHOS-30000038 | lower limit operating temperature | CFIHOS-40000504 | CEL | FAH |  |  |  | STANDARD | CR0028;CR0032 | 2019-05-14 09:39 | 2021-10-11 09:54
eductor | CFIHOS-30000038 | upper limit design pressure | CFIHOS-40000535 | BRG | 64 |  |  |  | STANDARD | CR0028;CR0032 | 2019-05-14 09:39 | 2021-10-11 09:54
eductor | CFIHOS-30000038 | upper limit design temperature | CFIHOS-40000536 | CEL | FAH |  |  |  | STANDARD | CR0028;CR0032 | 2019-05-14 09:39 | 2021-10-11 09:54
eductor | CFIHOS-30000038 | upper limit operating pressure | CFIHOS-40000537 | BRG | 64 | API Std 546:2008 |  |  | STANDARD | CR0028;CR0032 | 2019-05-14 09:39 | 2021-10-11 09:54
eductor | CFIHOS-30000038 | upper limit operating temperature | CFIHOS-40000538 | CEL | FAH | ISO 8528-1:2018 |  |  | STANDARD | CR0028;CR0032 | 2019-05-14 09:39 | 2021-10-11 09:54
electric actuator | CFIHOS-30000336 | explosion protection gas group | CFIHOS-40000110 |  |  | IEC 60529:2013 |  |  | STANDARD | CR0002;FR60 | 2017-02-13 22:35 | 2021-10-11 09:54
electric actuator | CFIHOS-30000336 | explosion protection temperature class | CFIHOS-40000112 |  |  | IEC 60529:2013 |  |  | STANDARD | CR0002;FR60 | 2017-02-13 22:35 | 2021-10-11 09:54
electric actuator | CFIHOS-30000336 | explosion protection zone | CFIHOS-40000113 |  |  | IEC 60529:2013 |  |  | STANDARD | CR0002;FR60 | 2017-02-13 22:35 | 2021-10-11 09:54
electric battery | CFIHOS-30000337 | battery construction | CFIHOS-40000015 | [5 empty] | TERMINATED | CR0028 | 2017-02-13 22:35 | 2021-10-11 09:54 | 2021-10-11 09:54
electric battery | CFIHOS-30000337 | explosion protection gas group | CFIHOS-40000110 |  |  | IEC 60529:2013 |  |  | STANDARD | V1.2 | 2017-02-13 22:35 | 2021-10-11 09:54
electric battery | CFIHOS-30000337 | explosion protection temperature class | CFIHOS-40000112 |  |  | IEC 60529:2013 |  |  | STANDARD | V1.2 | 2017-02-13 22:35 | 2021-10-11 09:54
electric battery | CFIHOS-30000337 | explosion protection zone | CFIHOS-40000113 |  |  | IEC 60529:2013 |  |  | STANDARD | V1.2 | 2017-02-13 22:35 | 2021-10-11 09:54
electric battery | CFIHOS-30000337 | material in galvanic cells | CFIHOS-40000224 | [5 empty] | TERMINATED | CR0028 | 2017-02-13 22:35 | 2021-10-11 09:54 | 2021-10-11 09:54
electric battery | CFIHOS-30000337 | nominal battery capacity | CFIHOS-40000240 | [5 empty] | TERMINATED | CR0028 | 2017-02-13 22:35 | 2021-10-11 09:54 | 2021-10-11 09:54
electric battery | CFIHOS-30000337 | rated voltage | CFIHOS-40000528 | VLT | VLT |  |  |  | STANDARD | CR0032 | 2017-02-13 22:35 | 2021-10-11 09:54
electric generator | CFIHOS-30000338 | direction of rotation | CFIHOS-40000075 | [5 empty] | STANDARD | V1.2 | 2017-02-13 22:35 | 2021-10-11 09:54
electric generator | CFIHOS-30000338 | duty of synchronous AC machines | CFIHOS-40000089 | [5 empty] | TERMINATED | CR0028 | 2017-02-13 22:35 | 2021-10-11 09:54 | 2021-10-11 09:54
electric generator | CFIHOS-30000338 | explosion protection gas group | CFIHOS-40000110 |  |  | IEC 60529:2013 |  |  | STANDARD | V1.2 | 2017-02-13 22:35 | 2021-10-11 09:54
electric generator | CFIHOS-30000338 | explosion protection temperature class | CFIHOS-40000112 |  |  | IEC 60529:2013 |  |  | STANDARD | V1.2 | 2017-02-13 22:35 | 2021-10-11 09:54
electric generator | CFIHOS-30000338 | explosion protection zone | CFIHOS-40000113 |  |  | IEC 60529:2013 |  |  | STANDARD | V1.2 | 2017-02-13 22:35 | 2021-10-11 09:54
electric generator | CFIHOS-30000338 | lower limit operating temperature | CFIHOS-40000504 | CEL | FAH |  |  |  | STANDARD | CR0028;CR0032 | 2019-06-12 15:10 | 2021-10-11 09:54
electric generator | CFIHOS-30000338 | nominal current | CFIHOS-40000241 | [5 empty] | TERMINATED | CR0028 | 2017-02-13 22:35 | 2021-10-11 09:54 | 2021-10-11 09:54
electric generator | CFIHOS-30000338 | normal output power | CFIHOS-40000292 | KWT | K43 |  |  |  | STANDARD | CR0028;CR0032 | 2019-05-14 09:39 | 2021-10-11 09:54
electric generator | CFIHOS-30000338 | operation continuous intermittent | CFIHOS-40000309 | [5 empty] | STANDARD | CR0028 | 2019-05-14 09:39 | 2021-10-11 09:54
electric generator | CFIHOS-30000338 | rated output power | CFIHOS-40000523 |  |  | ISO 14224:2016 |  |  | TERMINATED | CR0028 | 2017-02-13 22:35 | 2021-10-11 09:54 | 2021-10-11 09:54
electric generator | CFIHOS-30000338 | rated speed at 1/1 load | CFIHOS-40000527 | [5 empty] | TERMINATED | CR0028 | 2017-02-13 22:35 | 2021-10-11 09:54 | 2021-10-11 09:54
electric generator | CFIHOS-30000338 | rated voltage | CFIHOS-40000528 | VLT | VLT | ISO 14224:2016 |  |  | STANDARD | CR0032 | 2017-02-13 22:35 | 2021-10-11 09:54
electric generator | CFIHOS-30000338 | upper limit operating temperature | CFIHOS-40000538 | CEL | FAH |  |  |  | STANDARD | CR0028;CR0032 | 2019-05-14 09:39 | 2021-10-11 09:54
electric heater | CFIHOS-30000339 | explosion protection gas group | CFIHOS-40000110 |  |  | IEC 60529:2013 |  |  | STANDARD | V1.2 | 2017-02-13 22:35 | 2021-10-11 09:54
electric heater | CFIHOS-30000339 | explosion protection temperature class | CFIHOS-40000112 |  |  | IEC 60529:2013 |  |  | STANDARD | V1.2 | 2017-02-13 22:35 | 2021-10-11 09:54
electric heater | CFIHOS-30000339 | explosion protection zone | CFIHOS-40000113 |  |  | IEC 60529:2013 |  |  | STANDARD | V1.2 | 2017-02-13 22:35 | 2021-10-11 09:54
electric heater | CFIHOS-30000339 | nominal current | CFIHOS-40000241 | AMP | AMP |  |  |  | STANDARD | CR0028;CR0032 | 2019-05-14 09:39 | 2021-10-11 09:54
electric heater | CFIHOS-30000339 | normal operating power consumption | CFIHOS-40000602 | [5 empty] | STANDARD | CR0028 | 2019-06-04 17:48 | 2021-10-11 09:54
electric heater | CFIHOS-30000339 | normal operating temperature | CFIHOS-40000514 | CEL | FAH |  |  |  | STANDARD | CR0028;CR0032 | 2019-05-14 09:39 | 2021-10-11 09:54
electric heater | CFIHOS-30000339 | operating voltage | CFIHOS-40000603 | [5 empty] | STANDARD | CR0028 | 2019-05-14 09:39 | 2021-10-11 09:54
electric heater | CFIHOS-30000339 | rated current | CFIHOS-40000521 | AMP | AMP |  |  |  | STANDARD | CR0032 | 2017-02-13 22:35 | 2021-10-11 09:54
electric heater | CFIHOS-30000339 | rated power consumption | CFIHOS-40000524 | KWT | KWT |  |  |  | STANDARD | CR0032 | 2017-02-13 22:35 | 2021-10-11 09:54
electric heater | CFIHOS-30000339 | rated voltage | CFIHOS-40000528 | VLT | VLT |  |  |  | STANDARD | CR0032 | 2017-02-13 22:35 | 2021-10-11 09:54
electric motor | CFIHOS-30000340 | direction of rotation | CFIHOS-40000075 | [5 empty] | STANDARD | V1.2 | 2017-02-13 22:35 | 2021-10-11 09:54
electric motor | CFIHOS-30000340 | duty of synchronous AC machines | CFIHOS-40000089 | [5 empty] | TERMINATED | CR0028 | 2017-02-13 22:35 | 2021-10-11 09:54 | 2021-10-11 09:54
electric motor | CFIHOS-30000340 | explosion protection gas group | CFIHOS-40000110 |  |  | IEC 60529:2013 |  |  | STANDARD | V1.2 | 2017-02-13 22:35 | 2021-10-11 09:54
electric motor | CFIHOS-30000340 | explosion protection temperature class | CFIHOS-40000112 |  |  | IEC 60529:2013 |  |  | STANDARD | V1.2 | 2017-02-13 22:35 | 2021-10-11 09:54
electric motor | CFIHOS-30000340 | explosion protection zone | CFIHOS-40000113 |  |  | IEC 60529:2013 |  |  | STANDARD | V1.2 | 2017-02-13 22:35 | 2021-10-11 09:54
electric motor | CFIHOS-30000340 | nominal current | CFIHOS-40000241 | [5 empty] | TERMINATED | CR0028 | 2017-02-13 22:35 | 2021-10-11 09:54 | 2021-10-11 09:54
electric motor | CFIHOS-30000340 | normal operating rotational speed | CFIHOS-40000283 | RPM | RPM | API Std 546:2008 |  |  | STANDARD | CR0028;CR0032 | 2019-05-14 09:39 | 2021-10-11 09:54
electric motor | CFIHOS-30000340 | normal output power | CFIHOS-40000292 | KWT | K43 |  |  |  | STANDARD | CR0028;CR0032 | 2019-05-14 09:39 | 2021-10-11 09:54
electric motor | CFIHOS-30000340 | operation continuous intermittent | CFIHOS-40000309 | [5 empty] | STANDARD | CR0028 | 2019-05-14 09:39 | 2021-10-11 09:54
electric motor | CFIHOS-30000340 | rated output power | CFIHOS-40000523 | KWT | K43 |  |  |  | STANDARD | CR0032 | 2017-02-13 22:35 | 2021-10-11 09:54
electric motor | CFIHOS-30000340 | rated speed at 1/1 load | CFIHOS-40000527 | [5 empty] | TERMINATED | CR0028 | 2017-02-13 22:35 | 2021-10-11 09:54 | 2021-10-11 09:54
electric motor | CFIHOS-30000340 | rated voltage | CFIHOS-40000528 | VLT | VLT |  |  |  | STANDARD | CR0032 | 2017-02-13 22:35 | 2021-10-11 09:54
electric plug | CFIHOS-30000341 | explosion protection gas group | CFIHOS-40000110 |  |  | IEC 60529:2013 |  |  | TERMINATED | CR0012 | 2017-02-13 22:35 | 2021-10-11 09:54 | 2021-10-11 09:54
electric plug | CFIHOS-30000341 | explosion protection temperature class | CFIHOS-40000112 |  |  | IEC 60529:2013 |  |  | TERMINATED | CR0012 | 2017-02-13 22:35 | 2021-10-11 09:54 | 2021-10-11 09:54
electric plug | CFIHOS-30000341 | explosion protection zone | CFIHOS-40000113 |  |  | IEC 60529:2013 |  |  | TERMINATED | CR0012 | 2017-02-13 22:35 | 2021-10-11 09:54 | 2021-10-11 09:54
electrical connector | CFIHOS-30000734 | explosion protection gas group | CFIHOS-40000110 | [5 empty] | STANDARD | CR0028 | 2019-05-14 09:39 | 2021-10-11 09:54
electrical connector | CFIHOS-30000734 | explosion protection temperature class | CFIHOS-40000112 | [5 empty] | STANDARD | CR0028 | 2019-05-14 09:39 | 2021-10-11 09:54
electrical connector | CFIHOS-30000734 | explosion protection zone | CFIHOS-40000113 | [5 empty] | STANDARD | CR0028 | 2019-05-14 09:39 | 2021-10-11 09:54
electrical distribution unit | CFIHOS-30000735 | explosion protection gas group | CFIHOS-40000110 | [5 empty] | STANDARD | CR0028 | 2019-05-14 09:39 | 2021-10-11 09:54
electrical distribution unit | CFIHOS-30000735 | explosion protection temperature class | CFIHOS-40000112 | [5 empty] | STANDARD | CR0028 | 2019-05-14 09:39 | 2021-10-11 09:54
electrical distribution unit | CFIHOS-30000735 | explosion protection zone | CFIHOS-40000113 | [5 empty] | STANDARD | CR0028 | 2019-05-14 09:39 | 2021-10-11 09:54
electrical isolator | CFIHOS-30000727 | explosion protection gas group | CFIHOS-40000110 | [5 empty] | STANDARD | CR0028 | 2019-05-14 09:39 | 2021-10-11 09:54
electrical isolator | CFIHOS-30000727 | explosion protection temperature class | CFIHOS-40000112 | [5 empty] | STANDARD | CR0028 | 2019-05-14 09:39 | 2021-10-11 09:54
electrical isolator | CFIHOS-30000727 | explosion protection zone | CFIHOS-40000113 | [5 empty] | STANDARD | CR0028 | 2019-05-14 09:39 | 2021-10-11 09:54
electrical motor starter | CFIHOS-30000343 | explosion protection gas group | CFIHOS-40000110 | [5 empty] | STANDARD | CR0028 | 2019-05-14 09:39 | 2021-10-11 09:54
electrical motor starter | CFIHOS-30000343 | explosion protection temperature class | CFIHOS-40000112 | [5 empty] | STANDARD | CR0028 | 2019-05-14 09:39 | 2021-10-11 09:54
electrical motor starter | CFIHOS-30000343 | explosion protection zone | CFIHOS-40000113 | [5 empty] | STANDARD | CR0028 | 2019-05-14 09:39 | 2021-10-11 09:54
electrical motor starter | CFIHOS-30000343 | nominal current | CFIHOS-40000241 | AMP | AMP |  |  |  | STANDARD | CR0028;CR0032 | 2019-05-14 09:39 | 2021-10-11 09:54
electrical motor starter | CFIHOS-30000343 | operating voltage | CFIHOS-40000603 | [5 empty] | STANDARD | CR0028 | 2019-05-14 09:39 | 2021-10-11 09:54
electrical motor starter | CFIHOS-30000343 | rated current | CFIHOS-40000521 | AMP | AMP |  |  |  | STANDARD | CR0028;CR0032 | 2019-05-14 09:39 | 2021-10-11 09:54
electrical motor starter | CFIHOS-30000343 | rated output power | CFIHOS-40000523 | KWT | K43 |  |  |  | STANDARD | CR0032 | 2017-02-13 22:35 | 2021-10-11 09:54
electrical motor starter | CFIHOS-30000343 | rated voltage | CFIHOS-40000528 | VLT | VLT |  |  |  | STANDARD | CR0032 | 2017-02-13 22:35 | 2021-10-11 09:54
electrical reactor | CFIHOS-30000616 | explosion protection gas group | CFIHOS-40000110 | [5 empty] | STANDARD | CR0028 | 2019-05-14 09:39 | 2021-10-11 09:54
electrical reactor | CFIHOS-30000616 | explosion protection temperature class | CFIHOS-40000112 | [5 empty] | STANDARD | CR0028 | 2019-05-14 09:39 | 2021-10-11 09:54
electrical reactor | CFIHOS-30000616 | explosion protection zone | CFIHOS-40000113 | [5 empty] | STANDARD | CR0028 | 2019-05-14 09:39 | 2021-10-11 09:54
electrical socket | CFIHOS-30000344 | explosion protection gas group | CFIHOS-40000110 |  |  | IEC 60529:2013 |  |  | STANDARD | V1.2 | 2017-02-13 22:35 | 2021-10-11 09:54
electrical socket | CFIHOS-30000344 | explosion protection temperature class | CFIHOS-40000112 |  |  | IEC 60529:2013 |  |  | STANDARD | V1.2 | 2017-02-13 22:35 | 2021-10-11 09:54
electrical socket | CFIHOS-30000344 | explosion protection zone | CFIHOS-40000113 |  |  | IEC 60529:2013 |  |  | STANDARD | V1.2 | 2017-02-13 22:35 | 2021-10-11 09:54
electrical switch | CFIHOS-30000617 | explosion protection gas group | CFIHOS-40000110 | [5 empty] | STANDARD | CR0028 | 2019-05-14 09:39 | 2021-10-11 09:54
electrical switch | CFIHOS-30000617 | explosion protection temperature class | CFIHOS-40000112 | [5 empty] | STANDARD | CR0028 | 2019-05-14 09:39 | 2021-10-11 09:54
electrical switch | CFIHOS-30000617 | explosion protection zone | CFIHOS-40000113 | [5 empty] | STANDARD | CR0028 | 2019-05-14 09:39 | 2021-10-11 09:54
electrical switch | CFIHOS-30000617 | nominal current | CFIHOS-40000241 | AMP | AMP |  |  |  | STANDARD | CR0028;CR0032 | 2019-05-14 09:39 | 2021-10-11 09:54
electrical switch | CFIHOS-30000617 | operating voltage | CFIHOS-40000603 | [5 empty] | STANDARD | CR0028 | 2019-05-14 09:39 | 2021-10-11 09:54
electrical switch | CFIHOS-30000617 | rated current | CFIHOS-40000521 | AMP | AMP |  |  |  | STANDARD | CR0028;CR0032 | 2019-05-14 09:39 | 2021-10-11 09:54
electrical switch | CFIHOS-30000617 | rated voltage | CFIHOS-40000528 | VLT | VLT |  |  |  | STANDARD | CR0028;CR0032 | 2019-05-14 09:39 | 2021-10-11 09:54
electromagnetic flow element | CFIHOS-30000040 | explosion protection gas group | CFIHOS-40000110 |  |  | IEC 60529:2013 |  |  | STANDARD | CR0002;FR60 | 2017-02-13 22:35 | 2021-10-11 09:54
electromagnetic flow element | CFIHOS-30000040 | explosion protection temperature class | CFIHOS-40000112 |  |  | IEC 60529:2013 |  |  | STANDARD | CR0002;FR60 | 2017-02-13 22:35 | 2021-10-11 09:54
electromagnetic flow element | CFIHOS-30000040 | explosion protection zone | CFIHOS-40000113 |  |  | IEC 60529:2013 |  |  | STANDARD | CR0002;FR60 | 2017-02-13 22:35 | 2021-10-11 09:54
electromagnetic flow element | CFIHOS-30000040 | fluid name | CFIHOS-40000132 | [5 empty] | STANDARD | CR0029 | 2019-10-01 02:04 | 2021-10-11 09:54
electromagnetic flow transmitter | CFIHOS-30000420 | explosion protection gas group | CFIHOS-40000110 |  |  | IEC 60529:2013 |  |  | STANDARD | CR0002;FR60 | 2017-02-13 22:35 | 2021-10-11 09:54
electromagnetic flow transmitter | CFIHOS-30000420 | explosion protection temperature class | CFIHOS-40000112 |  |  | IEC 60529:2013 |  |  | STANDARD | CR0002;FR60 | 2017-02-13 22:35 | 2021-10-11 09:54
electromagnetic flow transmitter | CFIHOS-30000420 | explosion protection zone | CFIHOS-40000113 |  |  | IEC 60529:2013 |  |  | STANDARD | CR0002;FR60 | 2017-02-13 22:35 | 2021-10-11 09:54
electromagnetic flow transmitter | CFIHOS-30000420 | safety integrity level | CFIHOS-40000579 | [5 empty] | STANDARD | CR0029 | 2019-10-01 02:04 | 2021-10-11 09:54
electronic controller | CFIHOS-30000421 | explosion protection gas group | CFIHOS-40000110 |  |  | IEC 60529:2013 |  |  | STANDARD | CR0002;FR60 | 2017-02-13 22:35 | 2021-10-11 09:54
electronic controller | CFIHOS-30000421 | explosion protection temperature class | CFIHOS-40000112 |  |  | IEC 60529:2013 |  |  | STANDARD | CR0002;FR60 | 2017-02-13 22:35 | 2021-10-11 09:54
electronic controller | CFIHOS-30000421 | explosion protection zone | CFIHOS-40000113 |  |  | IEC 60529:2013 |  |  | STANDARD | CR0002;FR60 | 2017-02-13 22:35 | 2021-10-11 09:54
electronic controller | CFIHOS-30000421 | safety integrity level | CFIHOS-40000579 | [5 empty] | STANDARD | CR0029 | 2019-10-01 02:04 | 2021-10-11 09:54
electronic frequency converter | CFIHOS-30000345 | explosion protection gas group | CFIHOS-40000110 | [5 empty] | STANDARD | CR0028 | 2019-05-14 09:39 | 2021-10-11 09:54
electronic frequency converter | CFIHOS-30000345 | explosion protection temperature class | CFIHOS-40000112 | [5 empty] | STANDARD | CR0028 | 2019-05-14 09:39 | 2021-10-11 09:54
electronic frequency converter | CFIHOS-30000345 | explosion protection zone | CFIHOS-40000113 | [5 empty] | STANDARD | CR0028 | 2019-05-14 09:39 | 2021-10-11 09:54
electronic frequency converter | CFIHOS-30000345 | operating voltage | CFIHOS-40000603 | [5 empty] | STANDARD | CR0028 | 2019-05-14 09:39 | 2021-10-11 09:54
electronic frequency converter | CFIHOS-30000345 | rated frequency | CFIHOS-40000522 | HTZ | HTZ |  |  |  | STANDARD | CR0032 | 2017-02-13 22:35 | 2021-10-11 09:54
electronic frequency converter | CFIHOS-30000345 | rated output power | CFIHOS-40000523 | KWT | K43 |  |  |  | STANDARD | CR0032 | 2017-02-13 22:35 | 2021-10-11 09:54
electronic frequency converter | CFIHOS-30000345 | rated voltage | CFIHOS-40000528 | VLT | VLT |  |  |  | STANDARD | CR0032 | 2017-02-13 22:35 | 2021-10-11 09:54
electronic power inverter | CFIHOS-30000346 | duty of electronic power inverter | CFIHOS-40000088 | [5 empty] | TERMINATED | CR0028 | 2017-02-13 22:35 | 2021-10-11 09:54 | 2021-10-11 09:54
electronic power inverter | CFIHOS-30000346 | explosion protection gas group | CFIHOS-40000110 | [5 empty] | STANDARD | CR0028 | 2019-05-14 09:39 | 2021-10-11 09:54
electronic power inverter | CFIHOS-30000346 | explosion protection temperature class | CFIHOS-40000112 | [5 empty] | STANDARD | CR0028 | 2019-05-14 09:39 | 2021-10-11 09:54
electronic power inverter | CFIHOS-30000346 | explosion protection zone | CFIHOS-40000113 | [5 empty] | STANDARD | CR0028 | 2019-05-14 09:39 | 2021-10-11 09:54
electronic power inverter | CFIHOS-30000346 | operating voltage | CFIHOS-40000603 | [5 empty] | STANDARD | CR0028 | 2019-05-14 09:39 | 2021-10-11 09:54
electronic power inverter | CFIHOS-30000346 | rated output frequency | CFIHOS-40000326 | HTZ | HTZ |  |  |  | STANDARD | CR0032 | 2017-02-13 22:35 | 2021-10-11 09:54
electronic power inverter | CFIHOS-30000346 | rated output power | CFIHOS-40000523 | KWT | K43 |  |  |  | STANDARD | CR0032 | 2017-02-13 22:35 | 2021-10-11 09:54
electronic power inverter | CFIHOS-30000346 | rated output voltage | CFIHOS-40000328 | VLT | VLT |  |  |  | STANDARD | CR0032 | 2017-02-13 22:35 | 2021-10-11 09:54
electronic power inverter | CFIHOS-30000346 | rated voltage | CFIHOS-40000528 | VLT | VLT |  |  |  | STANDARD | CR0032 | 2017-02-13 22:35 | 2021-10-11 09:54
elevator | CFIHOS-30000598 | lower limit design temperature | CFIHOS-40000503 |  |  | API Recommended Practice 8B:2014 |  |  | STANDARD | CR0031;FR60 | 2020-05-05 09:55 | 2021-10-11 09:54
elevator | CFIHOS-30000598 | upper limit design temperature | CFIHOS-40000536 |  |  | API Recommended Practice 8B:2014 |  |  | STANDARD | CR0031;FR60 | 2020-05-05 09:55 | 2021-10-11 09:54
emergency position indicating radio beacon | CFIHOS-30000618 | explosion protection gas group | CFIHOS-40000110 | [5 empty] | STANDARD | CR0028 | 2019-05-14 09:39 | 2021-10-11 09:54
emergency position indicating radio beacon | CFIHOS-30000618 | explosion protection temperature class | CFIHOS-40000112 |  |  | ISO 14224:2016;ANSI/ISA-75.05.01-2019;IEC 60537:1976 Withdrawn |  |  | STANDARD | CR0028 | 2019-05-14 09:39 | 2021-10-11 09:54
emergency position indicating radio beacon | CFIHOS-30000618 | explosion protection zone | CFIHOS-40000113 | [5 empty] | STANDARD | CR0028 | 2019-05-14 09:39 | 2021-10-11 09:54
emergency shut down valve | CFIHOS-30000642 | communication protocol | CFIHOS-40000599 |  |  | IEC 60534-7:2010 |  |  | STANDARD | CR0028 | 2019-05-14 09:39 | 2021-10-11 09:54
emergency shut down valve | CFIHOS-30000642 | design specification | CFIHOS-40000487 |  |  | IEC 60534-7:2010 |  |  | STANDARD | CR0028 | 2019-05-14 09:39 | 2021-10-11 09:54
emergency shut down valve | CFIHOS-30000642 | explosion protection gas group | CFIHOS-40000110 | [5 empty] | STANDARD | CR0028 | 2019-05-14 09:39 | 2021-10-11 09:54
emergency shut down valve | CFIHOS-30000642 | explosion protection temperature class | CFIHOS-40000112 | [5 empty] | STANDARD | CR0028 | 2019-05-14 09:39 | 2021-10-11 09:54
emergency shut down valve | CFIHOS-30000642 | explosion protection zone | CFIHOS-40000113 | [5 empty] | STANDARD | CR0028 | 2019-05-14 09:39 | 2021-10-11 09:54
emergency shut down valve | CFIHOS-30000642 | failure action | CFIHOS-40000580 |  |  | IEC 60537:1976 Withdrawn;ISA-TR20.00.01-2007;ISO 14224:2016 |  |  | STANDARD | CR0028 | 2019-05-14 09:39 | 2021-10-11 09:54
emergency shut down valve | CFIHOS-30000642 | fire safe | CFIHOS-40000585 |  |  | ANSI/ISA-75.05.01-2019 |  |  | STANDARD | CR0028 | 2019-05-14 09:39 | 2021-10-11 09:54
emergency shut down valve | CFIHOS-30000642 | fluid name | CFIHOS-40000132 |  |  | API Spec 6D:2014 |  |  | STANDARD | CR0028 | 2019-05-14 09:39 | 2021-10-11 09:54
emergency shut down valve | CFIHOS-30000642 | input signal range | CFIHOS-40000600 |  |  | IEC 60534-7:2010 |  |  | STANDARD | CR0028 | 2019-05-14 09:39 | 2021-10-11 09:54
emergency shut down valve | CFIHOS-30000642 | input signal type | CFIHOS-40000597 |  |  | IEC 60534-7:2010 |  |  | STANDARD | CR0028 | 2019-05-14 09:39 | 2021-10-11 09:54
emergency shut down valve | CFIHOS-30000642 | nominal diameter | CFIHOS-40000509 | MMT | INH | API Spec 6D:2014 |  |  | STANDARD | CR0028;CR0032 | 2019-05-14 09:39 | 2021-10-11 09:54
emergency shut down valve | CFIHOS-30000642 | normal operating pressure | CFIHOS-40000512 | BRG | 64 | IEC 60537:1976 Withdrawn;ISA-TR20.00.01-2007;ISO 14224:2016 |  |  | STANDARD | CR0028;CR0032 | 2019-05-14 09:39 | 2021-10-11 09:54
emergency shut down valve | CFIHOS-30000642 | normal operating temperature | CFIHOS-40000514 | CEL | FAH | API Spec 6D:2014;ISA-TR20.00.01-2007 |  |  | STANDARD | CR0028;CR0032 | 2019-05-14 09:39 | 2021-10-11 09:54
emergency shut down valve | CFIHOS-30000642 | output signal range | CFIHOS-40000601 | [5 empty] | STANDARD | CR0028 | 2019-05-14 09:39 | 2021-10-11 09:54
emergency shut down valve | CFIHOS-30000642 | output signal type | CFIHOS-40000598 |  |  | IEC 60534-7:2010 |  |  | STANDARD | CR0028 | 2019-05-14 09:39 | 2021-10-11 09:54
emergency shut down valve | CFIHOS-30000642 | piping class | CFIHOS-40000488 |  |  | ASME B31.3 - 2020;IEC 60537:1976 Withdrawn;ISO 14224:2016 |  |  | STANDARD | CR0028 | 2019-05-14 09:39 | 2021-10-11 09:54
emergency shut down valve | CFIHOS-30000642 | safety integrity level | CFIHOS-40000579 | [5 empty] | STANDARD | CR0028 | 2019-05-14 09:39 | 2021-10-11 09:54
emergency shut down valve | CFIHOS-30000642 | signal type | CFIHOS-40000371 | [5 empty] | STANDARD | CR0028 | 2019-05-14 09:39 | 2021-10-11 09:54
engine | CFIHOS-30000683 | direction of rotation | CFIHOS-40000075 | [5 empty] | STANDARD | CR0028 | 2019-05-14 09:39 | 2021-10-11 09:54
engine | CFIHOS-30000683 | explosion protection gas group | CFIHOS-40000110 | [5 empty] | STANDARD | CR0028 | 2019-05-14 09:39 | 2021-10-11 09:54
engine | CFIHOS-30000683 | explosion protection temperature class | CFIHOS-40000112 | [5 empty] | STANDARD | CR0028 | 2019-05-14 09:39 | 2021-10-11 09:54
engine | CFIHOS-30000683 | explosion protection zone | CFIHOS-40000113 | [5 empty] | STANDARD | CR0028 | 2019-05-14 09:39 | 2021-10-11 09:54
engine | CFIHOS-30000683 | fuel type | CFIHOS-40000135 | [5 empty] | STANDARD | CR0028 | 2019-05-14 09:39 | 2021-10-11 09:54
engine | CFIHOS-30000683 | normal operating rotational speed | CFIHOS-40000283 | RPM | RPM |  |  |  | STANDARD | CR0028;CR0032 | 2019-05-14 09:39 | 2021-10-11 09:54
engine | CFIHOS-30000683 | operation continuous intermittent | CFIHOS-40000309 | [5 empty] | STANDARD | CR0028 | 2019-05-14 09:39 | 2021-10-11 09:54
exhaust | CFIHOS-30000042 | explosion protection gas group | CFIHOS-40000110 | [5 empty] | STANDARD | CR0028 | 2019-05-14 09:39 | 2021-10-11 09:54
exhaust | CFIHOS-30000042 | explosion protection temperature class | CFIHOS-40000112 | [5 empty] | STANDARD | CR0028 | 2019-05-14 09:39 | 2021-10-11 09:54
exhaust | CFIHOS-30000042 | explosion protection zone | CFIHOS-40000113 | [5 empty] | STANDARD | CR0028 | 2019-05-14 09:39 | 2021-10-11 09:54
expansion joint | CFIHOS-30000043 | external operating pressure | CFIHOS-40000116 | BRG | 64 | ISO 15348:2002 |  |  | STANDARD | CR0032 | 2017-02-13 22:35 | 2021-10-11 09:54
expansion joint | CFIHOS-30000043 | external operating temperature | CFIHOS-40000117 | CEL | FAH | ISO 15348:2002 |  |  | STANDARD | CR0032 | 2017-02-13 22:35 | 2021-10-11 09:54
expansion joint | CFIHOS-30000043 | external test pressure | CFIHOS-40000118 | BRG | 64 | ISO 15348:2002 |  |  | STANDARD | CR0032 | 2017-02-13 22:35 | 2021-10-11 09:54
expansion joint | CFIHOS-30000043 | external upper limit design pressure | CFIHOS-40000119 | BRG | 64 | ISO 15348:2002 |  |  | STANDARD | CR0032 | 2017-02-13 22:35 | 2021-10-11 09:54
expansion joint | CFIHOS-30000043 | internal operating pressure | CFIHOS-40000189 | BRG | 64 | ISO 15348:2002 |  |  | STANDARD | CR0032 | 2017-02-13 22:35 | 2021-10-11 09:54
expansion joint | CFIHOS-30000043 | internal operating temperature | CFIHOS-40000190 | CEL | FAH | ISO 15348:2002 |  |  | STANDARD | CR0032 | 2017-02-13 22:35 | 2021-10-11 09:54
expansion joint | CFIHOS-30000043 | internal test pressure | CFIHOS-40000191 | BRG | 64 | ISO 15348:2002 |  |  | STANDARD | CR0032 | 2017-02-13 22:35 | 2021-10-11 09:54
expansion joint | CFIHOS-30000043 | internal upper limit design pressure | CFIHOS-40000192 | BRG | 64 | ISO 15348:2002 |  |  | STANDARD | CR0032 | 2017-02-13 22:35 | 2021-10-11 09:54
expansion joint | CFIHOS-30000043 | upper limit design temperature | CFIHOS-40000536 | CEL | FAH | ISO 15348:2002 |  |  | STANDARD | CR0032 | 2017-02-13 22:35 | 2021-10-11 09:54
fan | CFIHOS-30000532 | corrosive agents | CFIHOS-40000064 | [5 empty] | TERMINATED | CR0028 | 2017-02-13 22:35 | 2021-10-11 09:54 | 2021-10-11 09:54
fan | CFIHOS-30000532 | corrosive gas | CFIHOS-40000065 | [5 empty] | TERMINATED | CR0028 | 2017-02-13 22:35 | 2021-10-11 09:54 | 2021-10-11 09:54
fan | CFIHOS-30000532 | explosion protection gas group | CFIHOS-40000110 |  |  | IEC 60529:2013 |  |  | STANDARD | V1.2 | 2017-02-13 22:35 | 2021-10-11 09:54
fan | CFIHOS-30000532 | explosion protection temperature class | CFIHOS-40000112 |  |  | IEC 60529:2013 |  |  | STANDARD | V1.2 | 2017-02-13 22:35 | 2021-10-11 09:54
fan | CFIHOS-30000532 | explosion protection zone | CFIHOS-40000113 |  |  | IEC 60529:2013 |  |  | STANDARD | V1.2 | 2017-02-13 22:35 | 2021-10-11 09:54
fan | CFIHOS-30000532 | fluid name | CFIHOS-40000132 | [5 empty] | STANDARD | V1.2 | 2017-02-13 22:35 | 2021-10-11 09:54
fan | CFIHOS-30000532 | lower limit design pressure | CFIHOS-40000551 | [5 empty] | STANDARD | CR0028 | 2019-05-14 09:39 | 2021-10-11 09:54
fan | CFIHOS-30000532 | lower limit operating pressure | CFIHOS-40000556 | [5 empty] | STANDARD | CR0028 | 2019-05-14 09:39 | 2021-10-11 09:54
fan | CFIHOS-30000532 | normal operating inlet pressure | CFIHOS-40000511 | BRA | PSA |  |  |  | STANDARD | CR0032 | 2017-02-13 22:35 | 2021-10-11 09:54
fan | CFIHOS-30000532 | normal operating inlet temperature | CFIHOS-40000272 | CEL | FAH |  |  |  | STANDARD | CR0032 | 2017-02-13 22:35 | 2021-10-11 09:54
fan | CFIHOS-30000532 | normal operating mass flow rate | CFIHOS-40000275 | E93 | 4U |  |  |  | STANDARD | CR0032 | 2017-02-13 22:35 | 2021-10-11 09:54
fan | CFIHOS-30000532 | operation continuous intermittent | CFIHOS-40000309 | [5 empty] | STANDARD | CR0028 | 2019-05-14 09:39 | 2021-10-11 09:54
fan | CFIHOS-30000532 | upper limit operating pressure | CFIHOS-40000537 | BRG | 64 |  |  |  | STANDARD | CR0028;CR0032 | 2019-05-14 09:39 | 2021-10-11 09:54
feeder | CFIHOS-30000566 | design specification | CFIHOS-40000487 |  |  | ASME B31.3 - 2020 |  |  | STANDARD | CR0031;FR60 | 2020-05-05 09:55 | 2021-10-11 09:54
feeder | CFIHOS-30000566 | lower limit design pressure | CFIHOS-40000551 |  |  | ASME B31.3 - 2020 |  |  | STANDARD | CR0031;FR60 | 2020-05-05 09:55 | 2021-10-11 09:54
feeder | CFIHOS-30000566 | lower limit design temperature | CFIHOS-40000503 |  |  | ASME B31.3 - 2020 |  |  | STANDARD | CR0031;FR60 | 2020-05-05 09:55 | 2021-10-11 09:54
feeder | CFIHOS-30000566 | normal volume flow rate | CFIHOS-40000293 |  |  | ASME B31.3 - 2020 |  |  | STANDARD | CR0031;FR60 | 2020-05-05 09:55 | 2021-10-11 09:54
feeder | CFIHOS-30000566 | upper limit design pressure | CFIHOS-40000535 |  |  | ASME B31.3 - 2020 |  |  | STANDARD | CR0031;FR60 | 2020-05-05 09:55 | 2021-10-11 09:54
feeder | CFIHOS-30000566 | upper limit design temperature | CFIHOS-40000536 |  |  | ASME B31.3 - 2020 |  |  | STANDARD | CR0031;FR60 | 2020-05-05 09:55 | 2021-10-11 09:54
filter | CFIHOS-30000575 | lower limit design temperature | CFIHOS-40000503 | [5 empty] | STANDARD | CR0031;FR60 | 2020-05-05 09:55 | 2021-10-11 09:54
filter | CFIHOS-30000575 | normal volume flow rate | CFIHOS-40000293 | [5 empty] | STANDARD | CR0031;FR60 | 2020-05-05 09:55 | 2021-10-11 09:54
filter | CFIHOS-30000575 | upper limit design pressure | CFIHOS-40000535 | [5 empty] | STANDARD | CR0031;FR60 | 2020-05-05 09:55 | 2021-10-11 09:54
filter | CFIHOS-30000575 | upper limit design temperature | CFIHOS-40000536 | [5 empty] | STANDARD | CR0031;FR60 | 2020-05-05 09:55 | 2021-10-11 09:54
filter | CFIHOS-30000575 | upper limit operating pressure | CFIHOS-40000537 | [5 empty] | STANDARD | CR0031;FR60 | 2020-05-05 09:55 | 2021-10-11 09:54
fire door | CFIHOS-30000050 | fire safe | CFIHOS-40000585 | [5 empty] | STANDARD | CR0031;FR60 | 2020-05-05 09:55 | 2021-10-11 09:54
fire door | CFIHOS-30000050 | insulation class | CFIHOS-40000177 | [5 empty] | STANDARD | CR0031;FR60 | 2020-05-05 09:55 | 2021-10-11 09:54
fire wall | CFIHOS-30000619 | fire safe | CFIHOS-40000585 | [5 empty] | STANDARD | CR0031;FR60 | 2020-05-05 09:55 | 2021-10-11 09:54
fire wall | CFIHOS-30000619 | insulation class | CFIHOS-40000177 | [5 empty] | STANDARD | CR0031;FR60 | 2020-05-05 09:55 | 2021-10-11 09:54
fired heater | CFIHOS-30000053 | coil upper limit design pressure | CFIHOS-40000044 | BRG | 64 | ISO 13705:2012 |  |  | STANDARD | CR0032 | 2017-02-13 22:35 | 2021-10-11 09:54
fired heater | CFIHOS-30000053 | explosion protection gas group | CFIHOS-40000110 | [5 empty] | STANDARD | CR0028 | 2019-05-14 09:39 | 2021-10-11 09:54
fired heater | CFIHOS-30000053 | explosion protection temperature class | CFIHOS-40000112 | [5 empty] | STANDARD | CR0028 | 2019-05-14 09:39 | 2021-10-11 09:54
fired heater | CFIHOS-30000053 | explosion protection zone | CFIHOS-40000113 | [5 empty] | STANDARD | CR0028 | 2019-05-14 09:39 | 2021-10-11 09:54
fired heater | CFIHOS-30000053 | fluid name | CFIHOS-40000132 |  |  | ISO 13705:2012 |  |  | STANDARD | V1.2 | 2017-02-13 22:35 | 2021-10-11 09:54
fired heater | CFIHOS-30000053 | hydrostatic test pressure | CFIHOS-40000497 | BRG | 64 | ISO 13705:2012 |  |  | STANDARD | CR0032 | 2017-02-13 22:35 | 2021-10-11 09:54
fired heater | CFIHOS-30000053 | normal operating inlet pressure | CFIHOS-40000511 | BRA | PSA | ISO 13705:2012 |  |  | STANDARD | CR0032 | 2017-02-13 22:35 | 2021-10-11 09:54
fired heater | CFIHOS-30000053 | normal operating inlet temperature | CFIHOS-40000272 | CEL | FAH | ISO 13705:2012 |  |  | STANDARD | CR0032 | 2017-02-13 22:35 | 2021-10-11 09:54
fired heater | CFIHOS-30000053 | normal operating outlet pressure | CFIHOS-40000278 | BRA | PSA | ISO 13705:2012 |  |  | STANDARD | CR0032 | 2017-02-13 22:35 | 2021-10-11 09:54
fired heater | CFIHOS-30000053 | normal operating outlet temperature | CFIHOS-40000282 | CEL | FAH | ISO 13705:2012 |  |  | STANDARD | CR0032 | 2017-02-13 22:35 | 2021-10-11 09:54
fired heater | CFIHOS-30000053 | number of passes | CFIHOS-40000304 |  |  | ISO 13705:2012 |  |  | STANDARD | V1.2 | 2017-02-13 22:35 | 2021-10-11 09:54
flame arrestor | CFIHOS-30000056 | fluid name | CFIHOS-40000132 | [5 empty] | TERMINATED | CR0028 | 2017-02-13 22:35 | 2021-10-11 09:54 | 2021-10-11 09:54
flame arrestor | CFIHOS-30000056 | lower limit design pressure | CFIHOS-40000551 | [5 empty] | STANDARD | CR0028 | 2019-05-14 09:39 | 2021-10-11 09:54
flame arrestor | CFIHOS-30000056 | lower limit design temperature | CFIHOS-40000503 | CEL | FAH |  |  |  | STANDARD | CR0028;CR0032 | 2019-05-14 09:39 | 2021-10-11 09:54
flame arrestor | CFIHOS-30000056 | lower limit operating pressure | CFIHOS-40000556 | [5 empty] | STANDARD | CR0028 | 2019-05-14 09:39 | 2021-10-11 09:54
flame arrestor | CFIHOS-30000056 | lower limit operating temperature | CFIHOS-40000504 | CEL | FAH |  |  |  | STANDARD | CR0028;CR0032 | 2019-05-14 09:39 | 2021-10-11 09:54
flame arrestor | CFIHOS-30000056 | normal operating pressure | CFIHOS-40000512 | BRG | 64 |  |  |  | STANDARD | CR0032 | 2017-02-13 22:35 | 2021-10-11 09:54
flame arrestor | CFIHOS-30000056 | normal operating temperature | CFIHOS-40000514 | CEL | FAH |  |  |  | STANDARD | CR0032 | 2017-02-13 22:35 | 2021-10-11 09:54
flame arrestor | CFIHOS-30000056 | upper limit design temperature | CFIHOS-40000536 | CEL | FAH |  |  |  | STANDARD | CR0028;CR0032 | 2019-05-14 09:39 | 2021-10-11 09:54
flame arrestor | CFIHOS-30000056 | upper limit operating pressure | CFIHOS-40000537 | BRG | 64 |  |  |  | STANDARD | CR0028;CR0032 | 2019-05-14 09:39 | 2021-10-11 09:54
flame arrestor | CFIHOS-30000056 | upper limit operating temperature | CFIHOS-40000538 | CEL | FAH |  |  |  | STANDARD | CR0028;CR0032 | 2019-05-14 09:39 | 2021-10-11 09:54
flame detector | CFIHOS-30000425 | explosion protection gas group | CFIHOS-40000110 |  |  | IEC 60529:2013 |  |  | STANDARD | V1.2 | 2017-02-13 22:35 | 2021-10-11 09:54
flame detector | CFIHOS-30000425 | explosion protection temperature class | CFIHOS-40000112 |  |  | IEC 60529:2013 |  |  | STANDARD | V1.2 | 2017-02-13 22:35 | 2021-10-11 09:54
flame detector | CFIHOS-30000425 | explosion protection zone | CFIHOS-40000113 |  |  | IEC 60529:2013 |  |  | STANDARD | V1.2 | 2017-02-13 22:35 | 2021-10-11 09:54
flame detector | CFIHOS-30000425 | safety integrity level | CFIHOS-40000579 | [5 empty] | STANDARD | CR0028 | 2019-05-14 09:39 | 2021-10-11 09:54
flame detector | CFIHOS-30000425 | set point high | CFIHOS-40000582 | [5 empty] | STANDARD | CR0028 | 2019-05-14 09:39 | 2021-10-11 09:54
flame switch | CFIHOS-30000057 | explosion protection gas group | CFIHOS-40000110 |  |  | IEC 60529:2013 |  |  | STANDARD | V1.2 | 2017-02-13 22:35 | 2021-10-11 09:54
flame switch | CFIHOS-30000057 | explosion protection temperature class | CFIHOS-40000112 |  |  | IEC 60529:2013 |  |  | STANDARD | V1.2 | 2017-02-13 22:35 | 2021-10-11 09:54
flame switch | CFIHOS-30000057 | explosion protection zone | CFIHOS-40000113 |  |  | IEC 60529:2013 |  |  | STANDARD | V1.2 | 2017-02-13 22:35 | 2021-10-11 09:54
flame switch | CFIHOS-30000057 | safety integrity level | CFIHOS-40000579 | [5 empty] | STANDARD | CR0028 | 2019-05-14 09:39 | 2021-10-11 09:54
flange | CFIHOS-30000304 | lower limit design pressure | CFIHOS-40000551 | [5 empty] | STANDARD | CR0028 | 2019-05-14 09:39 | 2021-10-11 09:54
flange | CFIHOS-30000304 | lower limit design temperature | CFIHOS-40000503 | CEL | FAH |  |  |  | STANDARD | CR0028;CR0032 | 2019-05-14 09:39 | 2021-10-11 09:54
flash drum | CFIHOS-30000059 | coil normal operating pressure | CFIHOS-40000042 | [5 empty] | TERMINATED | CR0028 | 2017-02-13 22:35 | 2021-10-11 09:54 | 2021-10-11 09:54
flash drum | CFIHOS-30000059 | coil normal operating temperature | CFIHOS-40000043 | [5 empty] | TERMINATED | CR0028 | 2017-02-13 22:35 | 2021-10-11 09:54 | 2021-10-11 09:54
flash drum | CFIHOS-30000059 | design specification | CFIHOS-40000487 | [5 empty] | STANDARD | CR0028 | 2019-05-14 09:39 | 2021-10-11 09:54
flash drum | CFIHOS-30000059 | external coating specification | CFIHOS-40000613 | [5 empty] | STANDARD | CR0028 | 2019-05-14 09:39 | 2021-10-11 09:54
flash drum | CFIHOS-30000059 | external insulation type | CFIHOS-40000114 |  |  | ASME BPVC Section VIII |  |  | STANDARD | V1.2 | 2017-02-13 22:35 | 2021-10-11 09:54
flash drum | CFIHOS-30000059 | external upper limit design pressure | CFIHOS-40000119 | [5 empty] | TERMINATED | CR0028 | 2017-02-13 22:35 | 2021-10-11 09:54 | 2021-10-11 09:54
flash drum | CFIHOS-30000059 | fluid name | CFIHOS-40000132 | [5 empty] | STANDARD | V1.2 | 2017-02-13 22:35 | 2021-10-11 09:54
flash drum | CFIHOS-30000059 | internal insulation type | CFIHOS-40000187 | [5 empty] | TERMINATED | CR0028 | 2017-02-13 22:35 | 2021-10-11 09:54 | 2021-10-11 09:54
flash drum | CFIHOS-30000059 | internal upper limit design pressure | CFIHOS-40000192 | [5 empty] | TERMINATED | CR0028 | 2017-02-13 22:35 | 2021-10-11 09:54 | 2021-10-11 09:54
flash drum | CFIHOS-30000059 | jacket normal operating pressure | CFIHOS-40000196 | [5 empty] | TERMINATED | CR0028 | 2017-02-13 22:35 | 2021-10-11 09:54 | 2021-10-11 09:54
flash drum | CFIHOS-30000059 | jacket normal operating temperature | CFIHOS-40000197 | [5 empty] | TERMINATED | CR0028 | 2017-02-13 22:35 | 2021-10-11 09:54 | 2021-10-11 09:54
flash drum | CFIHOS-30000059 | lower limit operating temperature | CFIHOS-40000504 | CEL | FAH |  |  |  | STANDARD | CR0032 | 2017-02-13 22:35 | 2021-10-11 09:54
flash drum | CFIHOS-30000059 | minimum design metal temperature | CFIHOS-40000232 | [5 empty] | TERMINATED | CR0028 | 2017-02-13 22:35 | 2021-10-11 09:54 | 2021-10-11 09:54
flash drum | CFIHOS-30000059 | orientation | CFIHOS-40000561 | [5 empty] | STANDARD | CR0028 | 2019-05-14 09:39 | 2021-10-11 09:54
flash drum | CFIHOS-30000059 | shell normal external operating pressure | CFIHOS-40000356 | [5 empty] | TERMINATED | CR0028 | 2017-02-13 22:35 | 2021-10-11 09:54 | 2021-10-11 09:54
flash drum | CFIHOS-30000059 | shell normal internal operating pressure | CFIHOS-40000357 | [5 empty] | TERMINATED | CR0028 | 2017-02-13 22:35 | 2021-10-11 09:54 | 2021-10-11 09:54
flash drum | CFIHOS-30000059 | shell normal operating temperature | CFIHOS-40000358 | [5 empty] | TERMINATED | CR0028 | 2017-02-13 22:35 | 2021-10-11 09:54 | 2021-10-11 09:54
flash drum | CFIHOS-30000059 | upper limit design pressure | CFIHOS-40000535 | BRG | 64 |  |  |  | STANDARD | CR0028;CR0032 | 2019-05-14 09:39 | 2021-10-11 09:54
flash drum | CFIHOS-30000059 | upper limit design temperature | CFIHOS-40000536 | CEL | FAH |  |  |  | STANDARD | CR0032 | 2017-02-13 22:35 | 2021-10-11 09:54
flash drum | CFIHOS-30000059 | upper limit operating temperature | CFIHOS-40000538 | CEL | FAH |  |  |  | STANDARD | CR0032 | 2017-02-13 22:35 | 2021-10-11 09:54
flash light | CFIHOS-30000060 | explosion protection gas group | CFIHOS-40000110 |  |  | IEC 60529:2013 |  |  | TERMINATED | CR0028 | 2017-02-13 22:35 | 2021-10-11 09:54 | 2021-10-11 09:54
flash light | CFIHOS-30000060 | explosion protection temperature class | CFIHOS-40000112 |  |  | IEC 60529:2013 |  |  | TERMINATED | CR0028 | 2017-02-13 22:35 | 2021-10-11 09:54 | 2021-10-11 09:54
flash light | CFIHOS-30000060 | explosion protection zone | CFIHOS-40000113 |  |  | IEC 60529:2013 |  |  | TERMINATED | CR0028 | 2017-02-13 22:35 | 2021-10-11 09:54 | 2021-10-11 09:54
flash point analyser | CFIHOS-30000426 | explosion protection gas group | CFIHOS-40000110 |  |  | IEC 60529:2013 |  |  | STANDARD | CR0002;FR60 | 2017-02-13 22:35 | 2021-10-11 09:54
flash point analyser | CFIHOS-30000426 | explosion protection temperature class | CFIHOS-40000112 |  |  | IEC 60529:2013 |  |  | STANDARD | CR0002;FR60 | 2017-02-13 22:35 | 2021-10-11 09:54
flash point analyser | CFIHOS-30000426 | explosion protection zone | CFIHOS-40000113 |  |  | IEC 60529:2013 |  |  | STANDARD | CR0002;FR60 | 2017-02-13 22:35 | 2021-10-11 09:54
flexible riser | CFIHOS-30000828 | design specification | CFIHOS-40000487 | [5 empty] | STANDARD | CR0029 | 2019-10-01 02:04 | 2021-10-11 09:54
flexible riser | CFIHOS-30000828 | fluid name | CFIHOS-40000132 |  |  | ISO 14224:2016 |  |  | STANDARD | CR0029;FR60 | 2019-10-01 02:04 | 2021-10-11 09:54
flexible riser | CFIHOS-30000828 | lower limit operating pressure | CFIHOS-40000556 | [5 empty] | STANDARD | CR0029 | 2019-10-01 02:04 | 2021-10-11 09:54
flexible riser | CFIHOS-30000828 | lower limit operating temperature | CFIHOS-40000504 | CEL | FAH |  |  |  | STANDARD | CR0029;CR0032 | 2019-10-01 02:04 | 2021-10-11 09:54
flexible riser | CFIHOS-30000828 | normal operating pressure | CFIHOS-40000512 | BRG | 64 |  |  |  | STANDARD | CR0029;CR0032 | 2019-10-01 02:04 | 2021-10-11 09:54
flexible riser | CFIHOS-30000828 | normal operating temperature | CFIHOS-40000514 | CEL | FAH | ISO 14224:2016 |  |  | STANDARD | CR0029;CR0032;FR60 | 2019-10-01 02:04 | 2021-10-11 09:54
flexible riser | CFIHOS-30000828 | upper limit operating pressure | CFIHOS-40000537 | BRG | 64 |  |  |  | STANDARD | CR0029;CR0032 | 2019-10-01 02:04 | 2021-10-11 09:54
flexible riser | CFIHOS-30000828 | upper limit operating temperature | CFIHOS-40000538 | CEL | FAH |  |  |  | STANDARD | CR0029;CR0032 | 2019-10-01 02:04 | 2021-10-11 09:54
floodlight | CFIHOS-30000347 | explosion protection gas group | CFIHOS-40000110 |  |  | IEC 60529:2013 |  |  | STANDARD | V1.2 | 2017-02-13 22:35 | 2021-10-11 09:54
floodlight | CFIHOS-30000347 | explosion protection temperature class | CFIHOS-40000112 |  |  | IEC 60529:2013 |  |  | STANDARD | V1.2 | 2017-02-13 22:35 | 2021-10-11 09:54
floodlight | CFIHOS-30000347 | explosion protection zone | CFIHOS-40000113 |  |  | IEC 60529:2013 |  |  | STANDARD | V1.2 | 2017-02-13 22:35 | 2021-10-11 09:54
flow computer | CFIHOS-30000748 | explosion protection gas group | CFIHOS-40000110 |  |  | IEC 60529:2013 |  |  | TERMINATED | CR0014 | 2017-02-13 22:35 | 2021-10-11 09:54 | 2021-10-11 09:54
flow computer | CFIHOS-30000748 | explosion protection temperature class | CFIHOS-40000112 |  |  | IEC 60529:2013 |  |  | TERMINATED | CR0014 | 2017-02-13 22:35 | 2021-10-11 09:54 | 2021-10-11 09:54
flow computer | CFIHOS-30000748 | explosion protection zone | CFIHOS-40000113 |  |  | IEC 60529:2013 |  |  | TERMINATED | CR0014 | 2017-02-13 22:35 | 2021-10-11 09:54 | 2021-10-11 09:54
flow element | CFIHOS-30000671 | explosion protection gas group | CFIHOS-40000110 | [5 empty] | STANDARD | CR0028 | 2019-05-14 09:39 | 2021-10-11 09:54
flow element | CFIHOS-30000671 | explosion protection temperature class | CFIHOS-40000112 | [5 empty] | STANDARD | CR0028 | 2019-05-14 09:39 | 2021-10-11 09:54
flow element | CFIHOS-30000671 | explosion protection zone | CFIHOS-40000113 | [5 empty] | STANDARD | CR0028 | 2019-05-14 09:39 | 2021-10-11 09:54
flow element | CFIHOS-30000671 | fluid name | CFIHOS-40000132 | [5 empty] | STANDARD | CR0028 | 2019-05-14 09:39 | 2021-10-11 09:54
flow gauge | CFIHOS-30000428 | explosion protection gas group | CFIHOS-40000110 | [5 empty] | STANDARD | CR0028 | 2019-05-14 09:39 | 2021-10-11 09:54
flow gauge | CFIHOS-30000428 | explosion protection temperature class | CFIHOS-40000112 | [5 empty] | STANDARD | CR0028 | 2019-05-14 09:39 | 2021-10-11 09:54
flow gauge | CFIHOS-30000428 | explosion protection zone | CFIHOS-40000113 | [5 empty] | STANDARD | CR0028 | 2019-05-14 09:39 | 2021-10-11 09:54
flow regulator | CFIHOS-30000429 | design specification | CFIHOS-40000487 | [5 empty] | STANDARD | CR0029 | 2019-10-01 02:04 | 2021-10-11 09:54
flow regulator | CFIHOS-30000429 | explosion protection gas group | CFIHOS-40000110 | [5 empty] | STANDARD | CR0029 | 2019-10-01 02:04 | 2021-10-11 09:54
flow regulator | CFIHOS-30000429 | explosion protection temperature class | CFIHOS-40000112 | [5 empty] | STANDARD | CR0029 | 2019-10-01 02:04 | 2021-10-11 09:54
flow regulator | CFIHOS-30000429 | explosion protection zone | CFIHOS-40000113 | [5 empty] | STANDARD | CR0029 | 2019-10-01 02:04 | 2021-10-11 09:54
flow regulator | CFIHOS-30000429 | failure action | CFIHOS-40000580 |  |  | ISO 14224:2016 |  |  | STANDARD | CR0029;FR60 | 2019-10-01 02:04 | 2021-10-11 09:54
flow regulator | CFIHOS-30000429 | fluid name | CFIHOS-40000132 |  |  | ASME B31.3 - 2020;ISO 14224:2016 |  |  | STANDARD | CR0029;FR60 | 2019-10-01 02:04 | 2021-10-11 09:54
flow regulator | CFIHOS-30000429 | full opening valve | CFIHOS-40000584 | [5 empty] | STANDARD | CR0029 | 2019-10-01 02:04 | 2021-10-11 09:54
flow regulator | CFIHOS-30000429 | nominal diameter | CFIHOS-40000509 | MMT | INH |  |  |  | STANDARD | CR0029;CR0032 | 2019-10-01 02:04 | 2021-10-11 09:54
flow regulator | CFIHOS-30000429 | normal operating pressure | CFIHOS-40000512 | BRG | 64 | ISO 14224:2016 |  |  | STANDARD | CR0029;CR0032;FR60 | 2019-10-01 02:04 | 2021-10-11 09:54
flow regulator | CFIHOS-30000429 | normal operating temperature | CFIHOS-40000514 | CEL | FAH | ISO 14224:2016 |  |  | STANDARD | CR0029;CR0032;FR60 | 2019-10-01 02:04 | 2021-10-11 09:54
flow regulator | CFIHOS-30000429 | piping class | CFIHOS-40000488 |  |  | API Spec 6D:2014 |  |  | STANDARD | CR0029;FR60 | 2019-10-01 02:04 | 2021-10-11 09:54
flow regulator | CFIHOS-30000429 | safety integrity level | CFIHOS-40000579 |  |  | ANSI/ISA-75.05.01-2019 |  |  | STANDARD | CR0029;FR60 | 2019-10-01 02:04 | 2021-10-11 09:54
flow switch | CFIHOS-30000430 | explosion protection gas group | CFIHOS-40000110 |  |  | IEC 60529:2013 |  |  | STANDARD | V1.2 | 2017-02-13 22:35 | 2021-10-11 09:54
flow switch | CFIHOS-30000430 | explosion protection temperature class | CFIHOS-40000112 |  |  | IEC 60529:2013 |  |  | STANDARD | V1.2 | 2017-02-13 22:35 | 2021-10-11 09:54
flow switch | CFIHOS-30000430 | explosion protection zone | CFIHOS-40000113 |  |  | IEC 60529:2013 |  |  | STANDARD | V1.2 | 2017-02-13 22:35 | 2021-10-11 09:54
flow switch | CFIHOS-30000430 | safety integrity level | CFIHOS-40000579 | [5 empty] | STANDARD | CR0028 | 2019-05-14 09:39 | 2021-10-11 09:54
flow totalizer | CFIHOS-30000662 | explosion protection gas group | CFIHOS-40000110 | [5 empty] | STANDARD | CR0028 | 2019-05-14 09:39 | 2021-10-11 09:54
flow totalizer | CFIHOS-30000662 | explosion protection temperature class | CFIHOS-40000112 | [5 empty] | STANDARD | CR0028 | 2019-05-14 09:39 | 2021-10-11 09:54
flow totalizer | CFIHOS-30000662 | explosion protection zone | CFIHOS-40000113 | [5 empty] | STANDARD | CR0028 | 2019-05-14 09:39 | 2021-10-11 09:54
flow transmitter | CFIHOS-30000643 | explosion protection gas group | CFIHOS-40000110 | [5 empty] | STANDARD | CR0028 | 2019-05-14 09:39 | 2021-10-11 09:54
flow transmitter | CFIHOS-30000643 | explosion protection temperature class | CFIHOS-40000112 | [5 empty] | STANDARD | CR0028 | 2019-05-14 09:39 | 2021-10-11 09:54
flow transmitter | CFIHOS-30000643 | explosion protection zone | CFIHOS-40000113 | [5 empty] | STANDARD | CR0028 | 2019-05-14 09:39 | 2021-10-11 09:54
flow transmitter | CFIHOS-30000643 | safety integrity level | CFIHOS-40000579 | [5 empty] | STANDARD | CR0028 | 2019-05-14 09:39 | 2021-10-11 09:54
foam trap | CFIHOS-30000064 | coil normal operating pressure | CFIHOS-40000042 | [5 empty] | TERMINATED | V1.2;CR0013 | 2017-02-13 22:35 | 2021-10-11 09:54 | 2021-10-11 09:54
foam trap | CFIHOS-30000064 | coil normal operating temperature | CFIHOS-40000043 | [5 empty] | TERMINATED | V1.2;CR0013 | 2017-02-13 22:35 | 2021-10-11 09:54 | 2021-10-11 09:54
foam trap | CFIHOS-30000064 | external insulation type | CFIHOS-40000114 |  |  | ASME BPVC Section VIII |  |  | TERMINATED | V1.2;CR0013 | 2017-02-13 22:35 | 2021-10-11 09:54 | 2021-10-11 09:54
foam trap | CFIHOS-30000064 | external upper limit design pressure | CFIHOS-40000119 | [5 empty] | TERMINATED | V1.2;CR0013 | 2017-02-13 22:35 | 2021-10-11 09:54 | 2021-10-11 09:54
foam trap | CFIHOS-30000064 | fluid name | CFIHOS-40000132 | [5 empty] | TERMINATED | V1.2;CR0013 | 2017-02-13 22:35 | 2021-10-11 09:54 | 2021-10-11 09:54
foam trap | CFIHOS-30000064 | internal insulation type | CFIHOS-40000187 | [5 empty] | TERMINATED | V1.2;CR0013 | 2017-02-13 22:35 | 2021-10-11 09:54 | 2021-10-11 09:54
foam trap | CFIHOS-30000064 | internal upper limit design pressure | CFIHOS-40000192 | [5 empty] | TERMINATED | V1.2;CR0013 | 2017-02-13 22:35 | 2021-10-11 09:54 | 2021-10-11 09:54
foam trap | CFIHOS-30000064 | jacket normal operating pressure | CFIHOS-40000196 | [5 empty] | TERMINATED | V1.2;CR0013 | 2017-02-13 22:35 | 2021-10-11 09:54 | 2021-10-11 09:54
foam trap | CFIHOS-30000064 | jacket normal operating temperature | CFIHOS-40000197 | [5 empty] | TERMINATED | V1.2;CR0013 | 2017-02-13 22:35 | 2021-10-11 09:54 | 2021-10-11 09:54
foam trap | CFIHOS-30000064 | lower limit operating temperature | CFIHOS-40000504 | [5 empty] | TERMINATED | V1.2;CR0013 | 2017-02-13 22:35 | 2021-10-11 09:54 | 2021-10-11 09:54
foam trap | CFIHOS-30000064 | minimum design metal temperature | CFIHOS-40000232 | [5 empty] | TERMINATED | V1.2;CR0013 | 2017-02-13 22:35 | 2021-10-11 09:54 | 2021-10-11 09:54
foam trap | CFIHOS-30000064 | shell normal external operating pressure | CFIHOS-40000356 | [5 empty] | TERMINATED | V1.2;CR0013 | 2017-02-13 22:35 | 2021-10-11 09:54 | 2021-10-11 09:54
foam trap | CFIHOS-30000064 | shell normal internal operating pressure | CFIHOS-40000357 | [5 empty] | TERMINATED | V1.2;CR0013 | 2017-02-13 22:35 | 2021-10-11 09:54 | 2021-10-11 09:54
foam trap | CFIHOS-30000064 | shell normal operating temperature | CFIHOS-40000358 | [5 empty] | TERMINATED | V1.2;CR0013 | 2017-02-13 22:35 | 2021-10-11 09:54 | 2021-10-11 09:54
foam trap | CFIHOS-30000064 | upper limit design temperature | CFIHOS-40000536 | [5 empty] | TERMINATED | V1.2;CR0013 | 2017-02-13 22:35 | 2021-10-11 09:54 | 2021-10-11 09:54
foam trap | CFIHOS-30000064 | upper limit operating temperature | CFIHOS-40000538 | [5 empty] | TERMINATED | V1.2;CR0013 | 2017-02-13 22:35 | 2021-10-11 09:54 | 2021-10-11 09:54
fog detector | CFIHOS-30000065 | explosion protection gas group | CFIHOS-40000110 | [5 empty] | STANDARD | CR0028 | 2019-05-14 09:39 | 2021-10-11 09:54
fog detector | CFIHOS-30000065 | explosion protection temperature class | CFIHOS-40000112 | [5 empty] | STANDARD | CR0028 | 2019-05-14 09:39 | 2021-10-11 09:54
fog detector | CFIHOS-30000065 | explosion protection zone | CFIHOS-40000113 | [5 empty] | STANDARD | CR0028 | 2019-05-14 09:39 | 2021-10-11 09:54
fog detector | CFIHOS-30000065 | safety integrity level | CFIHOS-40000579 | [5 empty] | STANDARD | CR0028 | 2019-05-14 09:39 | 2021-10-11 09:54
force transmitter | CFIHOS-30000066 | explosion protection gas group | CFIHOS-40000110 |  |  | IEC 60529:2013 |  |  | TERMINATED | CR0014 | 2017-02-13 22:35 | 2021-10-11 09:54 | 2021-10-11 09:54
force transmitter | CFIHOS-30000066 | explosion protection temperature class | CFIHOS-40000112 |  |  | IEC 60529:2013 |  |  | TERMINATED | CR0014 | 2017-02-13 22:35 | 2021-10-11 09:54 | 2021-10-11 09:54
force transmitter | CFIHOS-30000066 | explosion protection zone | CFIHOS-40000113 |  |  | IEC 60529:2013 |  |  | TERMINATED | CR0014 | 2017-02-13 22:35 | 2021-10-11 09:54 | 2021-10-11 09:54
forklift truck | CFIHOS-30000567 | explosion protection gas group | CFIHOS-40000110 |  |  | IEC 60529:2013 |  |  | STANDARD | V1.2 | 2017-02-13 22:35 | 2021-10-11 09:54
forklift truck | CFIHOS-30000567 | explosion protection temperature class | CFIHOS-40000112 |  |  | IEC 60529:2013 |  |  | STANDARD | V1.2 | 2017-02-13 22:35 | 2021-10-11 09:54
forklift truck | CFIHOS-30000567 | explosion protection zone | CFIHOS-40000113 |  |  | IEC 60529:2013 |  |  | STANDARD | V1.2 | 2017-02-13 22:35 | 2021-10-11 09:54
frame | CFIHOS-30000305 | design specification | CFIHOS-40000487 |  |  | API Spec 4F:2020 |  |  | STANDARD | CR0031;FR60 | 2020-05-05 09:55 | 2021-10-11 09:54
frame | CFIHOS-30000305 | lower limit design temperature | CFIHOS-40000503 |  |  | API Spec 4F:2020 |  |  | STANDARD | CR0031;FR60 | 2020-05-05 09:55 | 2021-10-11 09:54
frame | CFIHOS-30000305 | upper limit design temperature | CFIHOS-40000536 |  |  | API Spec 4F:2020 |  |  | STANDARD | CR0031;FR60 | 2020-05-05 09:55 | 2021-10-11 09:54
freezing point analyser | CFIHOS-30000068 | explosion protection gas group | CFIHOS-40000110 |  |  | IEC 60529:2013 |  |  | STANDARD | CR0002;FR60 | 2017-02-13 22:35 | 2021-10-11 09:54
freezing point analyser | CFIHOS-30000068 | explosion protection temperature class | CFIHOS-40000112 |  |  | IEC 60529:2013 |  |  | STANDARD | CR0002;FR60 | 2017-02-13 22:35 | 2021-10-11 09:54
freezing point analyser | CFIHOS-30000068 | explosion protection zone | CFIHOS-40000113 |  |  | IEC 60529:2013 |  |  | STANDARD | CR0002;FR60 | 2017-02-13 22:35 | 2021-10-11 09:54
frequency generator | CFIHOS-30000743 | explosion protection gas group | CFIHOS-40000110 |  |  | IEC 60529:2013 |  |  | TERMINATED | CR0014 | 2017-02-13 22:35 | 2021-10-11 09:54 | 2021-10-11 09:54
frequency generator | CFIHOS-30000743 | explosion protection temperature class | CFIHOS-40000112 |  |  | IEC 60529:2013 |  |  | TERMINATED | CR0014 | 2017-02-13 22:35 | 2021-10-11 09:54 | 2021-10-11 09:54
frequency generator | CFIHOS-30000743 | explosion protection zone | CFIHOS-40000113 |  |  | IEC 60529:2013 |  |  | TERMINATED | CR0014 | 2017-02-13 22:35 | 2021-10-11 09:54 | 2021-10-11 09:54
frequency to current converter | CFIHOS-30000431 | explosion protection gas group | CFIHOS-40000110 |  |  | IEC 60529:2013 |  |  | STANDARD | CR0002;FR60 | 2017-02-13 22:35 | 2021-10-11 09:54
frequency to current converter | CFIHOS-30000431 | explosion protection temperature class | CFIHOS-40000112 |  |  | IEC 60529:2013 |  |  | STANDARD | CR0002;FR60 | 2017-02-13 22:35 | 2021-10-11 09:54
frequency to current converter | CFIHOS-30000431 | explosion protection zone | CFIHOS-40000113 |  |  | IEC 60529:2013 |  |  | STANDARD | CR0002;FR60 | 2017-02-13 22:35 | 2021-10-11 09:54
fuse | CFIHOS-30000348 | nominal current | CFIHOS-40000241 | AMP | AMP |  |  |  | STANDARD | CR0028;CR0032 | 2019-05-14 09:39 | 2021-10-11 09:54
fuse | CFIHOS-30000348 | operating voltage | CFIHOS-40000603 | [5 empty] | STANDARD | CR0028 | 2019-05-14 09:39 | 2021-10-11 09:54
galvanic isolator | CFIHOS-30000073 | explosion protection gas group | CFIHOS-40000110 | [5 empty] | STANDARD | CR0029 | 2019-10-01 02:04 | 2021-10-11 09:54
galvanic isolator | CFIHOS-30000073 | explosion protection temperature class | CFIHOS-40000112 | [5 empty] | STANDARD | CR0029 | 2019-10-01 02:04 | 2021-10-11 09:54
galvanic isolator | CFIHOS-30000073 | explosion protection zone | CFIHOS-40000113 | [5 empty] | STANDARD | CR0029 | 2019-10-01 02:04 | 2021-10-11 09:54
gas composition analyser | CFIHOS-30000074 | explosion protection gas group | CFIHOS-40000110 |  |  | IEC 60529:2013 |  |  | STANDARD | CR0002;FR60 | 2017-02-13 22:35 | 2021-10-11 09:54
gas composition analyser | CFIHOS-30000074 | explosion protection temperature class | CFIHOS-40000112 |  |  | IEC 60529:2013 |  |  | STANDARD | CR0002;FR60 | 2017-02-13 22:35 | 2021-10-11 09:54
gas composition analyser | CFIHOS-30000074 | explosion protection zone | CFIHOS-40000113 |  |  | IEC 60529:2013 |  |  | STANDARD | CR0002;FR60 | 2017-02-13 22:35 | 2021-10-11 09:54
gas cyclone separator | CFIHOS-30000075 | design specification | CFIHOS-40000487 | [5 empty] | STANDARD | CR0029 | 2019-10-01 02:04 | 2021-10-11 09:54
gas cyclone separator | CFIHOS-30000075 | external coating specification | CFIHOS-40000613 | [5 empty] | STANDARD | CR0029 | 2019-10-01 02:04 | 2021-10-11 09:54
gas cyclone separator | CFIHOS-30000075 | fluid name | CFIHOS-40000132 | [5 empty] | STANDARD | V1.2;CR0013;FR60 | 2017-02-13 22:35 | 2021-10-11 09:54
gas cyclone separator | CFIHOS-30000075 | insulation type | CFIHOS-40000179 | [5 empty] | TERMINATED | V1.2;CR0013 | 2017-02-13 22:35 | 2021-10-11 09:54 | 2021-10-11 09:54
gas cyclone separator | CFIHOS-30000075 | lower limit operating temperature | CFIHOS-40000504 | CEL | FAH |  |  |  | STANDARD | CR0013;CR0032;FR60 | 2017-02-13 22:35 | 2021-10-11 09:54
gas cyclone separator | CFIHOS-30000075 | normal operating pressure | CFIHOS-40000512 | [5 empty] | TERMINATED | V1.2;CR0013 | 2017-02-13 22:35 | 2021-10-11 09:54 | 2021-10-11 09:54
gas cyclone separator | CFIHOS-30000075 | normal operating temperature | CFIHOS-40000514 | [5 empty] | TERMINATED | V1.2;CR0013 | 2017-02-13 22:35 | 2021-10-11 09:54 | 2021-10-11 09:54
gas cyclone separator | CFIHOS-30000075 | orientation | CFIHOS-40000561 | [5 empty] | STANDARD | CR0029 | 2019-10-01 02:04 | 2021-10-11 09:54
gas cyclone separator | CFIHOS-30000075 | upper limit design pressure | CFIHOS-40000535 | BRG | 64 |  |  |  | STANDARD | CR0013;CR0032;FR60 | 2017-02-13 22:35 | 2021-10-11 09:54
gas cyclone separator | CFIHOS-30000075 | upper limit design temperature | CFIHOS-40000536 | CEL | FAH |  |  |  | STANDARD | CR0013;CR0032;FR60 | 2017-02-13 22:35 | 2021-10-11 09:54
gas cyclone separator | CFIHOS-30000075 | upper limit operating pressure | CFIHOS-40000537 | BRG | 64 |  |  |  | STANDARD | CR0029;CR0032 | 2019-10-01 02:04 | 2021-10-11 09:54
gas cyclone separator | CFIHOS-30000075 | upper limit operating temperature | CFIHOS-40000538 | CEL | FAH |  |  |  | STANDARD | CR0013;CR0032;FR60 | 2017-02-13 22:35 | 2021-10-11 09:54
gas cylinder | CFIHOS-30000577 | coil normal operating pressure | CFIHOS-40000042 | [5 empty] | TERMINATED | V1.2;CR0013 | 2017-02-13 22:35 | 2021-10-11 09:54 | 2021-10-11 09:54
gas cylinder | CFIHOS-30000577 | coil normal operating temperature | CFIHOS-40000043 | [5 empty] | TERMINATED | V1.2;CR0013 | 2017-02-13 22:35 | 2021-10-11 09:54 | 2021-10-11 09:54
gas cylinder | CFIHOS-30000577 | fluid name | CFIHOS-40000132 | [5 empty] | TERMINATED | V1.2;CR0013 | 2017-02-13 22:35 | 2021-10-11 09:54 | 2021-10-11 09:54
gas cylinder | CFIHOS-30000577 | jacket normal operating pressure | CFIHOS-40000196 | [5 empty] | TERMINATED | V1.2;CR0013 | 2017-02-13 22:35 | 2021-10-11 09:54 | 2021-10-11 09:54
gas cylinder | CFIHOS-30000577 | jacket normal operating temperature | CFIHOS-40000197 | [5 empty] | TERMINATED | V1.2;CR0013 | 2017-02-13 22:35 | 2021-10-11 09:54 | 2021-10-11 09:54
gas cylinder | CFIHOS-30000577 | lower limit operating temperature | CFIHOS-40000504 | [5 empty] | TERMINATED | V1.2;CR0013 | 2017-02-13 22:35 | 2021-10-11 09:54 | 2021-10-11 09:54
gas cylinder | CFIHOS-30000577 | shell normal external operating pressure | CFIHOS-40000356 | [5 empty] | TERMINATED | V1.2;CR0013 | 2017-02-13 22:35 | 2021-10-11 09:54 | 2021-10-11 09:54
gas cylinder | CFIHOS-30000577 | shell normal internal operating pressure | CFIHOS-40000357 | [5 empty] | TERMINATED | V1.2;CR0013 | 2017-02-13 22:35 | 2021-10-11 09:54 | 2021-10-11 09:54
gas cylinder | CFIHOS-30000577 | shell normal operating temperature | CFIHOS-40000358 | [5 empty] | TERMINATED | V1.2;CR0013 | 2017-02-13 22:35 | 2021-10-11 09:54 | 2021-10-11 09:54
gas cylinder | CFIHOS-30000577 | upper limit operating temperature | CFIHOS-40000538 | [5 empty] | TERMINATED | V1.2;CR0013 | 2017-02-13 22:35 | 2021-10-11 09:54 | 2021-10-11 09:54
gas detector | CFIHOS-30000432 | explosion protection gas group | CFIHOS-40000110 |  |  | IEC 60529:2013 |  |  | STANDARD | V1.2 | 2017-02-13 22:35 | 2021-10-11 09:54
gas detector | CFIHOS-30000432 | explosion protection temperature class | CFIHOS-40000112 |  |  | IEC 60529:2013 |  |  | STANDARD | V1.2 | 2017-02-13 22:35 | 2021-10-11 09:54
gas detector | CFIHOS-30000432 | explosion protection zone | CFIHOS-40000113 |  |  | IEC 60529:2013 |  |  | STANDARD | V1.2 | 2017-02-13 22:35 | 2021-10-11 09:54
gas detector | CFIHOS-30000432 | safety integrity level | CFIHOS-40000579 | [5 empty] | STANDARD | CR0028 | 2019-05-14 09:39 | 2021-10-11 09:54
gas detector | CFIHOS-30000432 | set point high | CFIHOS-40000582 | [5 empty] | STANDARD | CR0028 | 2019-05-14 09:39 | 2021-10-11 09:54
gas detector | CFIHOS-30000432 | set point low | CFIHOS-40000583 | [5 empty] | STANDARD | CR0028 | 2019-05-14 09:39 | 2021-10-11 09:54
gas engine | CFIHOS-30000533 | ATEX category | CFIHOS-40000009 | [5 empty] | STANDARD | CR0031;FR60 | 2020-05-05 09:55 | 2021-10-11 09:54
gas engine | CFIHOS-30000533 | direction of rotation | CFIHOS-40000075 | [5 empty] | STANDARD | CR0029 | 2019-10-01 02:04 | 2021-10-11 09:54
gas engine | CFIHOS-30000533 | explosion protection gas group | CFIHOS-40000110 | [5 empty] | STANDARD | CR0031;FR60 | 2017-02-13 22:35 | 2021-10-11 09:54
gas engine | CFIHOS-30000533 | explosion protection temperature class | CFIHOS-40000112 | [5 empty] | STANDARD | CR0031;FR60 | 2017-02-13 22:35 | 2021-10-11 09:54
gas engine | CFIHOS-30000533 | explosion protection zone | CFIHOS-40000113 | [5 empty] | STANDARD | CR0031;FR60 | 2017-02-13 22:35 | 2021-10-11 09:54
gas engine | CFIHOS-30000533 | fuel type | CFIHOS-40000135 | [5 empty] | STANDARD | CR0029 | 2019-10-01 02:04 | 2021-10-11 09:54
gas engine | CFIHOS-30000533 | lower limit operating temperature | CFIHOS-40000504 | [5 empty] | TERMINATED | CR0009 | 2017-02-13 22:35 | 2021-10-11 09:54 | 2021-10-11 09:54
gas engine | CFIHOS-30000533 | normal operating rotational speed | CFIHOS-40000283 | RPM | RPM |  |  |  | STANDARD | CR0029;CR0032 | 2019-10-01 02:04 | 2021-10-11 09:54
gas engine | CFIHOS-30000533 | normal operating temperature | CFIHOS-40000514 | [5 empty] | TERMINATED | CR0009 | 2017-02-13 22:35 | 2021-10-11 09:54 | 2021-10-11 09:54
gas engine | CFIHOS-30000533 | operation continuous intermittent | CFIHOS-40000309 | [5 empty] | STANDARD | CR0029 | 2019-10-01 02:04 | 2021-10-11 09:54
gas engine | CFIHOS-30000533 | rated output power | CFIHOS-40000523 |  |  | ISO 14224:2016 |  |  | TERMINATED | CR0009 | 2017-02-13 22:35 | 2021-10-11 09:54 | 2021-10-11 09:54
gas engine | CFIHOS-30000533 | rated speed | CFIHOS-40000332 |  |  | ISO 14224:2016 |  |  | TERMINATED | CR0009 | 2017-02-13 22:35 | 2021-10-11 09:54 | 2021-10-11 09:54
gas engine | CFIHOS-30000533 | safety integrity level | CFIHOS-40000579 | [5 empty] | STANDARD | CR0031;FR60 | 2020-05-05 09:55 | 2021-10-11 09:54
gas engine | CFIHOS-30000533 | upper limit operating temperature | CFIHOS-40000538 | [5 empty] | TERMINATED | CR0009 | 2017-02-13 22:35 | 2021-10-11 09:54 | 2021-10-11 09:54
gas turbine | CFIHOS-30000534 | ATEX category | CFIHOS-40000009 | [5 empty] | STANDARD | CR0031;FR60 | 2020-05-05 09:55 | 2021-10-11 09:54
gas turbine | CFIHOS-30000534 | design specification | CFIHOS-40000487 | [5 empty] | STANDARD | CR0029 | 2019-10-01 02:04 | 2021-10-11 09:54
gas turbine | CFIHOS-30000534 | direction of rotation | CFIHOS-40000075 | [5 empty] | STANDARD | CR0029 | 2019-10-01 02:04 | 2021-10-11 09:54
gas turbine | CFIHOS-30000534 | driven unit normal operating shaft power | CFIHOS-40000085 | KWT | K43 |  |  |  | STANDARD | CR0028;CR0032;FR60 | 2017-02-13 22:35 | 2021-10-11 09:54
gas turbine | CFIHOS-30000534 | driven unit normal speed | CFIHOS-40000086 | RPM | RPM |  |  |  | STANDARD | CR0028;CR0032;FR60 | 2017-02-13 22:35 | 2021-10-11 09:54
gas turbine | CFIHOS-30000534 | explosion protection gas group | CFIHOS-40000110 | [5 empty] | STANDARD | CR0029 | 2019-10-01 02:04 | 2021-10-11 09:54
gas turbine | CFIHOS-30000534 | explosion protection temperature class | CFIHOS-40000112 | [5 empty] | STANDARD | CR0029 | 2019-10-01 02:04 | 2021-10-11 09:54
gas turbine | CFIHOS-30000534 | explosion protection zone | CFIHOS-40000113 | [5 empty] | STANDARD | CR0029 | 2019-10-01 02:04 | 2021-10-11 09:54
gas turbine | CFIHOS-30000534 | fuel type | CFIHOS-40000135 |  |  | ISO 14224:2016 |  |  | STANDARD | CR0029;FR60 | 2019-10-01 02:04 | 2021-10-11 09:54
gas turbine | CFIHOS-30000534 | gas turbine waste heat utilization | CFIHOS-40000139 | [5 empty] | TERMINATED | CR0028 | 2017-02-13 22:35 | 2021-10-11 09:54 | 2021-10-11 09:54
gas turbine | CFIHOS-30000534 | helper drive | CFIHOS-40000156 | [5 empty] | TERMINATED | CR0028 | 2017-02-13 22:35 | 2021-10-11 09:54 | 2021-10-11 09:54
gas turbine | CFIHOS-30000534 | insulation class | CFIHOS-40000177 | [5 empty] | STANDARD | CR0029 | 2019-10-01 02:04 | 2021-10-11 09:54
gas turbine | CFIHOS-30000534 | lower limit operating heating steam inlet pressure | CFIHOS-40000212 | [5 empty] | TERMINATED | CR0028 | 2017-02-13 22:35 | 2021-10-11 09:54 | 2021-10-11 09:54
gas turbine | CFIHOS-30000534 | lower limit operating inlet pressure | CFIHOS-40000552 | [5 empty] | STANDARD | CR0029 | 2019-10-01 02:04 | 2021-10-11 09:54
gas turbine | CFIHOS-30000534 | lower limit operating inlet steam pressure for auxiliary driver | CFIHOS-40000214 | [5 empty] | TERMINATED | CR0028 | 2017-02-13 22:35 | 2021-10-11 09:54 | 2021-10-11 09:54
gas turbine | CFIHOS-30000534 | lower limit operating inlet steam pressure for starter | CFIHOS-40000215 | [5 empty] | TERMINATED | CR0028 | 2017-02-13 22:35 | 2021-10-11 09:54 | 2021-10-11 09:54
gas turbine | CFIHOS-30000534 | lower limit operating inlet steam pressure injection system | CFIHOS-40000216 | [5 empty] | TERMINATED | CR0028 | 2017-02-13 22:35 | 2021-10-11 09:54 | 2021-10-11 09:54
gas turbine | CFIHOS-30000534 | lower limit operating inlet temperature | CFIHOS-40000553 | [5 empty] | STANDARD | CR0029 | 2019-10-01 02:04 | 2021-10-11 09:54
gas turbine | CFIHOS-30000534 | lower limit operating outlet pressure | CFIHOS-40000554 | [5 empty] | STANDARD | CR0029 | 2019-10-01 02:04 | 2021-10-11 09:54
gas turbine | CFIHOS-30000534 | lower limit operating outlet temperature | CFIHOS-40000555 | [5 empty] | STANDARD | CR0029 | 2019-10-01 02:04 | 2021-10-11 09:54
gas turbine | CFIHOS-30000534 | lower limit operating temperature | CFIHOS-40000504 | CEL | FAH |  |  |  | STANDARD | CR0029;CR0032 | 2019-10-01 02:04 | 2021-10-11 09:54
gas turbine | CFIHOS-30000534 | lower limit output power | CFIHOS-40000220 | KWT | K43 | API Std 616:2011 |  |  | STANDARD | CR0029;CR0032;FR60 | 2019-10-01 02:04 | 2021-10-11 09:54
gas turbine | CFIHOS-30000534 | normal operating cooling water inlet temperature | CFIHOS-40000252 | CEL | FAH |  |  |  | STANDARD | CR0028;CR0032;FR60 | 2017-02-13 22:35 | 2021-10-11 09:54
gas turbine | CFIHOS-30000534 | normal operating extraction steam mass flow rate | CFIHOS-40000256 | E93 | 4U |  |  |  | STANDARD | CR0029;CR0032 | 2019-10-01 02:04 | 2021-10-11 09:54
gas turbine | CFIHOS-30000534 | normal operating extraction steam pressure | CFIHOS-40000257 | KPG | 64 |  |  |  | STANDARD | CR0029;CR0032 | 2019-10-01 02:04 | 2021-10-11 09:54
gas turbine | CFIHOS-30000534 | normal operating extraction steam temperature | CFIHOS-40000258 | CEL | FAH |  |  |  | STANDARD | CR0029;CR0032 | 2019-10-01 02:04 | 2021-10-11 09:54
gas turbine | CFIHOS-30000534 | normal operating gas inlet temperature for power turbine | CFIHOS-40000261 | [5 empty] | TERMINATED | CR0028 | 2017-02-13 22:35 | 2021-10-11 09:54 | 2021-10-11 09:54
gas turbine | CFIHOS-30000534 | normal operating gas outlet temperature for power turbine | CFIHOS-40000262 | [5 empty] | TERMINATED | CR0028 | 2017-02-13 22:35 | 2021-10-11 09:54 | 2021-10-11 09:54
gas turbine | CFIHOS-30000534 | normal operating inlet gas pressure for power turbine | CFIHOS-40000263 | [5 empty] | TERMINATED | CR0028 | 2017-02-13 22:35 | 2021-10-11 09:54 | 2021-10-11 09:54
gas turbine | CFIHOS-30000534 | normal operating inlet pressure | CFIHOS-40000511 | BRA | PSA |  |  |  | STANDARD | CR0029;CR0032 | 2019-10-01 02:04 | 2021-10-11 09:54
gas turbine | CFIHOS-30000534 | normal operating inlet steam pressure | CFIHOS-40000285 | KPG | 64 |  |  |  | STANDARD | CR0029;CR0032 | 2019-10-01 02:04 | 2021-10-11 09:54
gas turbine | CFIHOS-30000534 | normal operating inlet steam pressure auxiliary driver | CFIHOS-40000264 | [5 empty] | TERMINATED | CR0028 | 2017-02-13 22:35 | 2021-10-11 09:54 | 2021-10-11 09:54
gas turbine | CFIHOS-30000534 | normal operating inlet steam pressure heating device | CFIHOS-40000265 | [5 empty] | TERMINATED | CR0028 | 2017-02-13 22:35 | 2021-10-11 09:54 | 2021-10-11 09:54
gas turbine | CFIHOS-30000534 | normal operating inlet steam pressure injection system | CFIHOS-40000266 | [5 empty] | TERMINATED | CR0028 | 2017-02-13 22:35 | 2021-10-11 09:54 | 2021-10-11 09:54
gas turbine | CFIHOS-30000534 | normal operating inlet steam pressure starter | CFIHOS-40000267 | [5 empty] | TERMINATED | CR0028 | 2017-02-13 22:35 | 2021-10-11 09:54 | 2021-10-11 09:54
gas turbine | CFIHOS-30000534 | normal operating inlet steam temperature | CFIHOS-40000286 | [5 empty] | STANDARD | CR0029 | 2019-10-01 02:04 | 2021-10-11 09:54
gas turbine | CFIHOS-30000534 | normal operating inlet steam temperature auxiliary driver | CFIHOS-40000268 | [5 empty] | TERMINATED | CR0028 | 2017-02-13 22:35 | 2021-10-11 09:54 | 2021-10-11 09:54
gas turbine | CFIHOS-30000534 | normal operating inlet steam temperature heating device | CFIHOS-40000269 | [5 empty] | TERMINATED | CR0028 | 2017-02-13 22:35 | 2021-10-11 09:54 | 2021-10-11 09:54
gas turbine | CFIHOS-30000534 | normal operating inlet steam temperature injection system | CFIHOS-40000270 | [5 empty] | TERMINATED | CR0028 | 2017-02-13 22:35 | 2021-10-11 09:54 | 2021-10-11 09:54
gas turbine | CFIHOS-30000534 | normal operating inlet steam temperature starter | CFIHOS-40000271 | [5 empty] | TERMINATED | CR0028 | 2017-02-13 22:35 | 2021-10-11 09:54 | 2021-10-11 09:54
gas turbine | CFIHOS-30000534 | normal operating inlet temperature | CFIHOS-40000272 | CEL | FAH |  |  |  | STANDARD | CR0029;CR0032 | 2019-10-01 02:04 | 2021-10-11 09:54
gas turbine | CFIHOS-30000534 | normal operating outlet gas pressure for power turbine | CFIHOS-40000277 | [5 empty] | TERMINATED | CR0028 | 2017-02-13 22:35 | 2021-10-11 09:54 | 2021-10-11 09:54
gas turbine | CFIHOS-30000534 | normal operating outlet pressure | CFIHOS-40000278 | BRA | PSA |  |  |  | STANDARD | CR0029;CR0032 | 2019-10-01 02:04 | 2021-10-11 09:54
gas turbine | CFIHOS-30000534 | normal operating outlet steam pressure | CFIHOS-40000287 | KPG | 64 |  |  |  | STANDARD | CR0029;CR0032 | 2019-10-01 02:04 | 2021-10-11 09:54
gas turbine | CFIHOS-30000534 | normal operating outlet steam pressure auxiliary driver | CFIHOS-40000279 | [5 empty] | TERMINATED | CR0028 | 2017-02-13 22:35 | 2021-10-11 09:54 | 2021-10-11 09:54
gas turbine | CFIHOS-30000534 | normal operating outlet steam pressure heating device | CFIHOS-40000280 | [5 empty] | TERMINATED | CR0028 | 2017-02-13 22:35 | 2021-10-11 09:54 | 2021-10-11 09:54
gas turbine | CFIHOS-30000534 | normal operating outlet steam pressure starter | CFIHOS-40000281 | [5 empty] | TERMINATED | CR0028 | 2017-02-13 22:35 | 2021-10-11 09:54 | 2021-10-11 09:54
gas turbine | CFIHOS-30000534 | normal operating outlet steam temperature | CFIHOS-40000288 | CEL | FAH |  |  |  | STANDARD | CR0029;CR0032 | 2019-10-01 02:04 | 2021-10-11 09:54
gas turbine | CFIHOS-30000534 | normal operating outlet temperature | CFIHOS-40000282 | CEL | FAH |  |  |  | STANDARD | CR0029;CR0032 | 2019-10-01 02:04 | 2021-10-11 09:54
gas turbine | CFIHOS-30000534 | normal operating rotational speed | CFIHOS-40000283 | RPM | RPM | API Std 616:2011 |  |  | STANDARD | CR0029;CR0032;FR60 | 2019-10-01 02:04 | 2021-10-11 09:54
gas turbine | CFIHOS-30000534 | normal output power | CFIHOS-40000292 | KWT | K43 | API Std 616:2011 |  |  | STANDARD | CR0029;CR0032;FR60 | 2019-10-01 02:04 | 2021-10-11 09:54
gas turbine | CFIHOS-30000534 | number of shafts | CFIHOS-40000307 | H87 | H87 | ISO 14224:2016 |  |  | STANDARD | CR0028;CR0032;FR60 | 2017-02-13 22:35 | 2021-10-11 09:54
gas turbine | CFIHOS-30000534 | operation continuous intermittent | CFIHOS-40000309 | [5 empty] | STANDARD | CR0029 | 2019-10-01 02:04 | 2021-10-11 09:54
gas turbine | CFIHOS-30000534 | safety integrity level | CFIHOS-40000579 | [5 empty] | STANDARD | CR0031;FR60 | 2020-05-05 09:55 | 2021-10-11 09:54
gas turbine | CFIHOS-30000534 | steam injection | CFIHOS-40000486 | [5 empty] | TERMINATED | CR0028 | 2017-02-13 22:35 | 2021-10-11 09:54 | 2021-10-11 09:54
gas turbine | CFIHOS-30000534 | test medium | CFIHOS-40000412 | [5 empty] | STANDARD | CR0029 | 2019-10-01 02:04 | 2021-10-11 09:54
gas turbine | CFIHOS-30000534 | test pressure | CFIHOS-40000532 | BRG | 64 |  |  |  | STANDARD | CR0029;CR0032 | 2019-10-01 02:04 | 2021-10-11 09:54
gas turbine | CFIHOS-30000534 | turbine cycle | CFIHOS-40000445 | [5 empty] | STANDARD | CR0028;FR60 | 2017-02-13 22:35 | 2021-10-11 09:54
gas turbine | CFIHOS-30000534 | upper limit cooling water outlet temperature | CFIHOS-40000456 | CEL | FAH |  |  |  | STANDARD | CR0028;CR0032;FR60 | 2017-02-13 22:35 | 2021-10-11 09:54
gas turbine | CFIHOS-30000534 | upper limit design pressure | CFIHOS-40000535 | [5 empty] | STANDARD | CR0031;FR60 | 2020-05-05 09:55 | 2021-10-11 09:54
gas turbine | CFIHOS-30000534 | upper limit design temperature | CFIHOS-40000536 | [5 empty] | STANDARD | CR0031;FR60 | 2020-05-05 09:55 | 2021-10-11 09:54
gas turbine | CFIHOS-30000534 | upper limit operating inlet pressure | CFIHOS-40000466 | BRA | PSA |  |  |  | STANDARD | CR0029;CR0032 | 2019-10-01 02:04 | 2021-10-11 09:54
gas turbine | CFIHOS-30000534 | upper limit operating inlet steam pressure auxiliary driver | CFIHOS-40000467 | [5 empty] | TERMINATED | CR0028 | 2017-02-13 22:35 | 2021-10-11 09:54 | 2021-10-11 09:54
gas turbine | CFIHOS-30000534 | upper limit operating inlet steam pressure heating device | CFIHOS-40000468 | [5 empty] | TERMINATED | CR0028 | 2017-02-13 22:35 | 2021-10-11 09:54 | 2021-10-11 09:54
gas turbine | CFIHOS-30000534 | upper limit operating inlet steam pressure injection system | CFIHOS-40000469 | [5 empty] | TERMINATED | CR0028 | 2017-02-13 22:35 | 2021-10-11 09:54 | 2021-10-11 09:54
gas turbine | CFIHOS-30000534 | upper limit operating inlet steam pressure starter | CFIHOS-40000470 | [5 empty] | TERMINATED | CR0028 | 2017-02-13 22:35 | 2021-10-11 09:54 | 2021-10-11 09:54
gas turbine | CFIHOS-30000534 | upper limit operating inlet temperature | CFIHOS-40000574 | [5 empty] | STANDARD | CR0029 | 2019-10-01 02:04 | 2021-10-11 09:54
gas turbine | CFIHOS-30000534 | upper limit operating outlet pressure | CFIHOS-40000575 | [5 empty] | STANDARD | CR0029 | 2019-10-01 02:04 | 2021-10-11 09:54
gas turbine | CFIHOS-30000534 | upper limit operating outlet temperature | CFIHOS-40000576 | [5 empty] | STANDARD | CR0029 | 2019-10-01 02:04 | 2021-10-11 09:54
gas turbine | CFIHOS-30000534 | upper limit operating pressure | CFIHOS-40000537 | BRG | 64 |  |  |  | STANDARD | CR0029;CR0032 | 2019-10-01 02:04 | 2021-10-11 09:54
gas turbine | CFIHOS-30000534 | upper limit operating temperature | CFIHOS-40000538 | CEL | FAH |  |  |  | STANDARD | CR0029;CR0032 | 2019-10-01 02:04 | 2021-10-11 09:54
gas-blast circuit-breaker | CFIHOS-30000836 | breaking capacity | CFIHOS-40000029 | AMP | AMP |  |  |  | STANDARD | CR0029;CR0032 | 2019-10-01 02:04 | 2021-10-11 09:54
gas-blast circuit-breaker | CFIHOS-30000836 | explosion protection gas group | CFIHOS-40000110 | [5 empty] | STANDARD | CR0029 | 2019-10-01 02:04 | 2021-10-11 09:54
gas-blast circuit-breaker | CFIHOS-30000836 | explosion protection temperature class | CFIHOS-40000112 | [5 empty] | STANDARD | CR0029 | 2019-10-01 02:04 | 2021-10-11 09:54
gas-blast circuit-breaker | CFIHOS-30000836 | explosion protection zone | CFIHOS-40000113 | [5 empty] | STANDARD | CR0029 | 2019-10-01 02:04 | 2021-10-11 09:54
gas-blast circuit-breaker | CFIHOS-30000836 | nominal current | CFIHOS-40000241 | AMP | AMP |  |  |  | STANDARD | CR0029;CR0032 | 2019-10-01 02:04 | 2021-10-11 09:54
gas-blast circuit-breaker | CFIHOS-30000836 | number of electrical phases | CFIHOS-40000302 | [5 empty] | STANDARD | CR0029 | 2019-10-01 02:04 | 2021-10-11 09:54
gas-blast circuit-breaker | CFIHOS-30000836 | operating voltage | CFIHOS-40000603 | [5 empty] | STANDARD | CR0029 | 2019-10-01 02:04 | 2021-10-11 09:54
gas-blast circuit-breaker | CFIHOS-30000836 | rated current | CFIHOS-40000521 | AMP | AMP |  |  |  | STANDARD | CR0029;CR0032 | 2019-10-01 02:04 | 2021-10-11 09:54
gas-blast circuit-breaker | CFIHOS-30000836 | rated frequency | CFIHOS-40000522 | HTZ | HTZ |  |  |  | STANDARD | CR0029;CR0032 | 2019-10-01 02:04 | 2021-10-11 09:54
gas-blast circuit-breaker | CFIHOS-30000836 | rated short circuit current | CFIHOS-40000331 | B22 | B22 |  |  |  | STANDARD | CR0029;CR0032 | 2019-10-01 02:04 | 2021-10-11 09:54
gas-blast circuit-breaker | CFIHOS-30000836 | rated voltage | CFIHOS-40000528 | VLT | VLT |  |  |  | STANDARD | CR0029;CR0032 | 2019-10-01 02:04 | 2021-10-11 09:54
gate control valve | CFIHOS-30000837 | actuation service | CFIHOS-40000638 |  |  | ISA-TR20.00.01-2007 |  |  | STANDARD | CR0029;FR60 | 2019-10-01 02:04 | 2021-10-11 09:54
gate control valve | CFIHOS-30000837 | communication protocol | CFIHOS-40000599 |  |  | IEC 60534-7:2010 |  |  | STANDARD | CR0029;FR60 | 2019-10-01 02:04 | 2021-10-11 09:54
gate control valve | CFIHOS-30000837 | design specification | CFIHOS-40000487 |  |  | IEC 60534-7:2010 |  |  | STANDARD | CR0029;FR60 | 2019-10-01 02:04 | 2021-10-11 09:54
gate control valve | CFIHOS-30000837 | explosion protection gas group | CFIHOS-40000110 | [5 empty] | STANDARD | CR0029 | 2019-10-01 02:04 | 2021-10-11 09:54
gate control valve | CFIHOS-30000837 | explosion protection temperature class | CFIHOS-40000112 | [5 empty] | STANDARD | CR0029 | 2019-10-01 02:04 | 2021-10-11 09:54
gate control valve | CFIHOS-30000837 | explosion protection zone | CFIHOS-40000113 | [5 empty] | STANDARD | CR0029 | 2019-10-01 02:04 | 2021-10-11 09:54
gate control valve | CFIHOS-30000837 | failure action | CFIHOS-40000580 |  |  | API Spec 6D:2014 |  |  | STANDARD | CR0029;FR60 | 2019-10-01 02:04 | 2021-10-11 09:54
gate control valve | CFIHOS-30000837 | fire safe | CFIHOS-40000585 | [5 empty] | STANDARD | CR0029 | 2019-10-01 02:04 | 2021-10-11 09:54
gate control valve | CFIHOS-30000837 | fluid name | CFIHOS-40000132 |  |  | IEC 60537:1976 Withdrawn;ISA-TR20.00.01-2007;ISO 14224:2016 |  |  | STANDARD | CR0029;FR60 | 2019-10-01 02:04 | 2021-10-11 09:54
gate control valve | CFIHOS-30000837 | full opening valve | CFIHOS-40000584 |  |  | ANSI/ISA-75.05.01-2019 |  |  | STANDARD | CR0029;FR60 | 2019-10-01 02:04 | 2021-10-11 09:54
gate control valve | CFIHOS-30000837 | input signal range | CFIHOS-40000600 | [5 empty] | STANDARD | CR0029 | 2019-10-01 02:04 | 2021-10-11 09:54
gate control valve | CFIHOS-30000837 | input signal type | CFIHOS-40000597 |  |  | IEC 60534-7:2010 |  |  | STANDARD | CR0029;FR60 | 2019-10-01 02:04 | 2021-10-11 09:54
gate control valve | CFIHOS-30000837 | nominal diameter | CFIHOS-40000509 | MMT | INH | API Spec 6D:2014 |  |  | STANDARD | CR0029;CR0032;FR60 | 2019-10-01 02:04 | 2021-10-11 09:54
gate control valve | CFIHOS-30000837 | normal operating pressure | CFIHOS-40000512 | BRG | 64 | API Spec 6D:2014;ISA-TR20.00.01-2007;ISO 14224:2016 |  |  | STANDARD | CR0029;CR0032;FR60 | 2019-10-01 02:04 | 2021-10-11 09:54
gate control valve | CFIHOS-30000837 | normal operating temperature | CFIHOS-40000514 | CEL | FAH | ISO 14224:2016;ANSI/ISA-75.05.01-2019;IEC 60537:1976 Withdrawn |  |  | STANDARD | CR0029;CR0032;FR60 | 2019-10-01 02:04 | 2021-10-11 09:54
gate control valve | CFIHOS-30000837 | output signal range | CFIHOS-40000601 | [5 empty] | STANDARD | CR0029 | 2019-10-01 02:04 | 2021-10-11 09:54
gate control valve | CFIHOS-30000837 | output signal type | CFIHOS-40000598 |  |  | IEC 60534-7:2010 |  |  | STANDARD | CR0029;FR60 | 2019-10-01 02:04 | 2021-10-11 09:54
gate control valve | CFIHOS-30000837 | piping class | CFIHOS-40000488 |  |  | API Spec 6D:2014 |  |  | STANDARD | CR0029;FR60 | 2019-10-01 02:04 | 2021-10-11 09:54
gate control valve | CFIHOS-30000837 | safety integrity level | CFIHOS-40000579 |  |  | IEC 60534-7:2010 |  |  | STANDARD | CR0029;FR60 | 2019-10-01 02:04 | 2021-10-11 09:54
gate valve | CFIHOS-30000838 | design specification | CFIHOS-40000487 | [5 empty] | STANDARD | CR0029 | 2019-10-01 02:04 | 2021-10-11 09:54
gate valve | CFIHOS-30000838 | failure action | CFIHOS-40000580 | [5 empty] | STANDARD | CR0029 | 2019-10-01 02:04 | 2021-10-11 09:54
gate valve | CFIHOS-30000838 | fluid name | CFIHOS-40000132 |  |  | ASME B31.3 - 2020;IEC 60537:1976 Withdrawn;ISO 14224:2016 |  |  | STANDARD | CR0029;FR60 | 2019-10-01 02:04 | 2021-10-11 09:54
gate valve | CFIHOS-30000838 | full opening valve | CFIHOS-40000584 |  |  | API Spec 6D:2014 |  |  | STANDARD | CR0029;FR60 | 2019-10-01 02:04 | 2021-10-11 09:54
gate valve | CFIHOS-30000838 | nominal diameter | CFIHOS-40000509 | MMT | INH | API Spec 6D:2014 |  |  | STANDARD | CR0029;CR0032;FR60 | 2019-10-01 02:04 | 2021-10-11 09:54
gate valve | CFIHOS-30000838 | normal operating pressure | CFIHOS-40000512 | BRG | 64 | IEC 60537:1976 Withdrawn;ISO 14224:2016 |  |  | STANDARD | CR0029;CR0032;FR60 | 2019-10-01 02:04 | 2021-10-11 09:54
gate valve | CFIHOS-30000838 | normal operating temperature | CFIHOS-40000514 | CEL | FAH | IEC 60537:1976 Withdrawn;ISO 14224:2016 |  |  | STANDARD | CR0029;CR0032;FR60 | 2019-10-01 02:04 | 2021-10-11 09:54
gate valve | CFIHOS-30000838 | piping class | CFIHOS-40000488 |  |  | API Spec 6D:2014 |  |  | STANDARD | CR0029;FR60 | 2019-10-01 02:04 | 2021-10-11 09:54
gear box | CFIHOS-30000535 | design specification | CFIHOS-40000487 | [5 empty] | STANDARD | CR0028 | 2019-05-14 09:39 | 2021-10-11 09:54
gear box | CFIHOS-30000535 | direction of rotation | CFIHOS-40000075 | [5 empty] | STANDARD | CR0028 | 2019-05-14 09:39 | 2021-10-11 09:54
gear box | CFIHOS-30000535 | upper limit design temperature | CFIHOS-40000536 |  |  | API Std 613:2007 |  |  | STANDARD | CR0031;FR60 | 2020-05-05 09:55 | 2021-10-11 09:54
gear box | CFIHOS-30000535 | upper limit operating temperature | CFIHOS-40000538 |  |  | API Std 614:2007 |  |  | STANDARD | CR0031;FR60 | 2020-05-05 09:55 | 2021-10-11 09:54
gear pump | CFIHOS-30000536 | explosion protection gas group | CFIHOS-40000110 |  |  | IEC 60529:2013 |  |  | TERMINATED | CR0009 | 2017-02-13 22:35 | 2021-10-11 09:54 | 2021-10-11 09:54
gear pump | CFIHOS-30000536 | explosion protection temperature class | CFIHOS-40000112 |  |  | IEC 60529:2013 |  |  | TERMINATED | CR0009 | 2017-02-13 22:35 | 2021-10-11 09:54 | 2021-10-11 09:54
gear pump | CFIHOS-30000536 | explosion protection zone | CFIHOS-40000113 |  |  | IEC 60529:2013 |  |  | TERMINATED | CR0009 | 2017-02-13 22:35 | 2021-10-11 09:54 | 2021-10-11 09:54
globe control valve | CFIHOS-30000839 | actuation service | CFIHOS-40000638 |  |  | ISA-TR20.00.01-2007 |  |  | STANDARD | CR0029;FR60 | 2019-10-01 02:04 | 2021-10-11 09:54
globe control valve | CFIHOS-30000839 | communication protocol | CFIHOS-40000599 |  |  | IEC 60534-7:2010 |  |  | STANDARD | CR0029;FR60 | 2019-10-01 02:04 | 2021-10-11 09:54
globe control valve | CFIHOS-30000839 | design specification | CFIHOS-40000487 |  |  | IEC 60534-7:2010 |  |  | STANDARD | CR0029;FR60 | 2019-10-01 02:04 | 2021-10-11 09:54
globe control valve | CFIHOS-30000839 | explosion protection gas group | CFIHOS-40000110 | [5 empty] | STANDARD | CR0029 | 2019-10-01 02:04 | 2021-10-11 09:54
globe control valve | CFIHOS-30000839 | explosion protection temperature class | CFIHOS-40000112 | [5 empty] | STANDARD | CR0029 | 2019-10-01 02:04 | 2021-10-11 09:54
globe control valve | CFIHOS-30000839 | explosion protection zone | CFIHOS-40000113 | [5 empty] | STANDARD | CR0029 | 2019-10-01 02:04 | 2021-10-11 09:54
globe control valve | CFIHOS-30000839 | failure action | CFIHOS-40000580 |  |  | API Spec 6D:2014 |  |  | STANDARD | CR0029;FR60 | 2019-10-01 02:04 | 2021-10-11 09:54
globe control valve | CFIHOS-30000839 | fire safe | CFIHOS-40000585 | [5 empty] | STANDARD | CR0029 | 2019-10-01 02:04 | 2021-10-11 09:54
globe control valve | CFIHOS-30000839 | fluid name | CFIHOS-40000132 |  |  | IEC 60537:1976 Withdrawn;ISA-TR20.00.01-2007;ISO 14224:2016 |  |  | STANDARD | CR0029;FR60 | 2019-10-01 02:04 | 2021-10-11 09:54
globe control valve | CFIHOS-30000839 | full opening valve | CFIHOS-40000584 |  |  | ANSI/ISA-75.05.01-2019 |  |  | STANDARD | CR0029;FR60 | 2019-10-01 02:04 | 2021-10-11 09:54
globe control valve | CFIHOS-30000839 | input signal range | CFIHOS-40000600 | [5 empty] | STANDARD | CR0029 | 2019-10-01 02:04 | 2021-10-11 09:54
globe control valve | CFIHOS-30000839 | input signal type | CFIHOS-40000597 |  |  | IEC 60534-7:2010 |  |  | STANDARD | CR0029;FR60 | 2019-10-01 02:04 | 2021-10-11 09:54
globe control valve | CFIHOS-30000839 | nominal diameter | CFIHOS-40000509 | MMT | INH | API Spec 6D:2014 |  |  | STANDARD | CR0029;CR0032;FR60 | 2019-10-01 02:04 | 2021-10-11 09:54
globe control valve | CFIHOS-30000839 | normal operating pressure | CFIHOS-40000512 | BRG | 64 | API Spec 6D:2014;ISA-TR20.00.01-2007;ISO 14224:2016 |  |  | STANDARD | CR0029;CR0032;FR60 | 2019-10-01 02:04 | 2021-10-11 09:54
globe control valve | CFIHOS-30000839 | normal operating temperature | CFIHOS-40000514 | CEL | FAH | ISO 14224:2016;ANSI/ISA-75.05.01-2019;IEC 60537:1976 Withdrawn |  |  | STANDARD | CR0029;CR0032;FR60 | 2019-10-01 02:04 | 2021-10-11 09:54
globe control valve | CFIHOS-30000839 | output signal range | CFIHOS-40000601 | [5 empty] | STANDARD | CR0029 | 2019-10-01 02:04 | 2021-10-11 09:54
globe control valve | CFIHOS-30000839 | output signal type | CFIHOS-40000598 |  |  | IEC 60534-7:2010 |  |  | STANDARD | CR0029;FR60 | 2019-10-01 02:04 | 2021-10-11 09:54
globe control valve | CFIHOS-30000839 | piping class | CFIHOS-40000488 |  |  | API Spec 6D:2014 |  |  | STANDARD | CR0029;FR60 | 2019-10-01 02:04 | 2021-10-11 09:54
globe control valve | CFIHOS-30000839 | safety integrity level | CFIHOS-40000579 |  |  | IEC 60534-7:2010 |  |  | STANDARD | CR0029;FR60 | 2019-10-01 02:04 | 2021-10-11 09:54
globe valve | CFIHOS-30000840 | design specification | CFIHOS-40000487 | [5 empty] | STANDARD | CR0029 | 2019-10-01 02:04 | 2021-10-11 09:54
globe valve | CFIHOS-30000840 | failure action | CFIHOS-40000580 | [5 empty] | STANDARD | CR0029 | 2019-10-01 02:04 | 2021-10-11 09:54
globe valve | CFIHOS-30000840 | fluid name | CFIHOS-40000132 |  |  | ASME B31.3 - 2020;IEC 60537:1976 Withdrawn;ISO 14224:2016 |  |  | STANDARD | CR0029;FR60 | 2019-10-01 02:04 | 2021-10-11 09:54
globe valve | CFIHOS-30000840 | full opening valve | CFIHOS-40000584 |  |  | API Spec 6D:2014 |  |  | STANDARD | CR0029;FR60 | 2019-10-01 02:04 | 2021-10-11 09:54
globe valve | CFIHOS-30000840 | nominal diameter | CFIHOS-40000509 | MMT | INH | API Spec 6D:2014 |  |  | STANDARD | CR0029;CR0032;FR60 | 2019-10-01 02:04 | 2021-10-11 09:54
globe valve | CFIHOS-30000840 | normal operating pressure | CFIHOS-40000512 | BRG | 64 | IEC 60537:1976 Withdrawn;ISO 14224:2016 |  |  | STANDARD | CR0029;CR0032;FR60 | 2019-10-01 02:04 | 2021-10-11 09:54
globe valve | CFIHOS-30000840 | normal operating temperature | CFIHOS-40000514 | CEL | FAH | IEC 60537:1976 Withdrawn;ISO 14224:2016 |  |  | STANDARD | CR0029;CR0032;FR60 | 2019-10-01 02:04 | 2021-10-11 09:54
globe valve | CFIHOS-30000840 | piping class | CFIHOS-40000488 |  |  | API Spec 6D:2014 |  |  | STANDARD | CR0029;FR60 | 2019-10-01 02:04 | 2021-10-11 09:54
gravity separator | CFIHOS-30000841 | design specification | CFIHOS-40000487 | [5 empty] | STANDARD | CR0029 | 2019-10-01 02:04 | 2021-10-11 09:54
gravity separator | CFIHOS-30000841 | external coating specification | CFIHOS-40000613 | [5 empty] | STANDARD | CR0029 | 2019-10-01 02:04 | 2021-10-11 09:54
gravity separator | CFIHOS-30000841 | fluid name | CFIHOS-40000132 | [5 empty] | STANDARD | CR0029 | 2019-10-01 02:04 | 2021-10-11 09:54
gravity separator | CFIHOS-30000841 | lower limit operating temperature | CFIHOS-40000504 | CEL | FAH |  |  |  | STANDARD | CR0029;CR0032 | 2019-10-01 02:04 | 2021-10-11 09:54
gravity separator | CFIHOS-30000841 | orientation | CFIHOS-40000561 | [5 empty] | STANDARD | CR0029 | 2019-10-01 02:04 | 2021-10-11 09:54
gravity separator | CFIHOS-30000841 | upper limit design pressure | CFIHOS-40000535 | BRG | 64 |  |  |  | STANDARD | CR0029;CR0032 | 2019-10-01 02:04 | 2021-10-11 09:54
gravity separator | CFIHOS-30000841 | upper limit design temperature | CFIHOS-40000536 | CEL | FAH |  |  |  | STANDARD | CR0029;CR0032 | 2019-10-01 02:04 | 2021-10-11 09:54
gravity separator | CFIHOS-30000841 | upper limit operating pressure | CFIHOS-40000537 | BRG | 64 |  |  |  | STANDARD | CR0029;CR0032 | 2019-10-01 02:04 | 2021-10-11 09:54
gravity separator | CFIHOS-30000841 | upper limit operating temperature | CFIHOS-40000538 | CEL | FAH |  |  |  | STANDARD | CR0029;CR0032 | 2019-10-01 02:04 | 2021-10-11 09:54
gutter | CFIHOS-30000579 | design specification | CFIHOS-40000487 |  |  | ASME B31.3 - 2020 |  |  | STANDARD | CR0031;FR60 | 2020-05-05 09:55 | 2021-10-11 09:54
gutter | CFIHOS-30000579 | normal volume flow rate | CFIHOS-40000293 |  |  | ASME B31.3 - 2020 |  |  | STANDARD | CR0031;FR60 | 2020-05-05 09:55 | 2021-10-11 09:54
heat and smoke detector | CFIHOS-30000082 | explosion protection gas group | CFIHOS-40000110 |  |  | IEC 60529:2013 |  |  | STANDARD | V1.2 | 2017-02-13 22:35 | 2021-10-11 09:54
heat and smoke detector | CFIHOS-30000082 | explosion protection temperature class | CFIHOS-40000112 |  |  | IEC 60529:2013 |  |  | STANDARD | V1.2 | 2017-02-13 22:35 | 2021-10-11 09:54
heat and smoke detector | CFIHOS-30000082 | explosion protection zone | CFIHOS-40000113 |  |  | IEC 60529:2013 |  |  | STANDARD | V1.2 | 2017-02-13 22:35 | 2021-10-11 09:54
heat and smoke detector | CFIHOS-30000082 | set point high | CFIHOS-40000582 | [5 empty] | STANDARD | CR0028 | 2019-05-14 09:39 | 2021-10-11 09:54
heat exchanger | CFIHOS-30000390 | explosion protection gas group | CFIHOS-40000110 | [5 empty] | TERMINATED | CR0028;CR0029 | 2019-05-14 09:39 | 2021-10-11 09:54 | 2021-10-11 09:54
heat exchanger | CFIHOS-30000390 | explosion protection temperature class | CFIHOS-40000112 | [5 empty] | TERMINATED | CR0028;CR0029 | 2019-05-14 09:39 | 2021-10-11 09:54 | 2021-10-11 09:54
heat exchanger | CFIHOS-30000390 | explosion protection zone | CFIHOS-40000113 | [5 empty] | TERMINATED | CR0028;CR0029 | 2019-05-14 09:39 | 2021-10-11 09:54 | 2021-10-11 09:54
heater plate | CFIHOS-30000083 | explosion protection gas group | CFIHOS-40000110 |  |  | IEC 60529:2013 |  |  | TERMINATED | CR0012 | 2017-02-13 22:35 | 2021-10-11 09:54 | 2021-10-11 09:54
heater plate | CFIHOS-30000083 | explosion protection temperature class | CFIHOS-40000112 |  |  | IEC 60529:2013 |  |  | TERMINATED | CR0012 | 2017-02-13 22:35 | 2021-10-11 09:54 | 2021-10-11 09:54
heater plate | CFIHOS-30000083 | explosion protection zone | CFIHOS-40000113 |  |  | IEC 60529:2013 |  |  | TERMINATED | CR0012 | 2017-02-13 22:35 | 2021-10-11 09:54 | 2021-10-11 09:54
heating cable | CFIHOS-30000349 | explosion protection gas group | CFIHOS-40000110 |  |  | IEC 60529:2013 |  |  | STANDARD | V1.2 | 2017-02-13 22:35 | 2021-10-11 09:54
heating cable | CFIHOS-30000349 | explosion protection temperature class | CFIHOS-40000112 |  |  | IEC 60529:2013 |  |  | STANDARD | V1.2 | 2017-02-13 22:35 | 2021-10-11 09:54
heating cable | CFIHOS-30000349 | explosion protection zone | CFIHOS-40000113 |  |  | IEC 60529:2013 |  |  | STANDARD | V1.2 | 2017-02-13 22:35 | 2021-10-11 09:54
heating cable | CFIHOS-30000349 | length | CFIHOS-40000201 | MMT | INH |  |  |  | STANDARD | CR0028;CR0032 | 2019-05-14 09:39 | 2021-10-11 09:54
heating cable | CFIHOS-30000349 | nominal current | CFIHOS-40000241 | AMP | AMP |  |  |  | STANDARD | CR0028;CR0032 | 2019-06-11 11:52 | 2021-10-11 09:54
heating cable | CFIHOS-30000349 | normal operating power consumption | CFIHOS-40000602 | [5 empty] | STANDARD | CR0028 | 2019-06-04 17:48 | 2021-10-11 09:54
heating cable | CFIHOS-30000349 | operating voltage | CFIHOS-40000603 | [5 empty] | STANDARD | CR0028 | 2019-05-14 09:39 | 2021-10-11 09:54
heating cable | CFIHOS-30000349 | rated current | CFIHOS-40000521 | AMP | AMP |  |  |  | STANDARD | CR0028;CR0032 | 2019-05-14 09:39 | 2021-10-11 09:54
heating cable | CFIHOS-30000349 | rated power consumption | CFIHOS-40000524 | KWT | KWT |  |  |  | STANDARD | CR0028;CR0032 | 2019-05-14 09:39 | 2021-10-11 09:54
heating cable | CFIHOS-30000349 | rated voltage | CFIHOS-40000528 | VLT | VLT |  |  |  | STANDARD | CR0028;CR0032 | 2019-05-14 09:39 | 2021-10-11 09:54
hopper | CFIHOS-30000759 | design specification | CFIHOS-40000487 |  |  | ASME BPVC Section VIII |  |  | STANDARD | CR0031;FR60 | 2020-05-05 09:55 | 2021-10-11 09:54
hopper | CFIHOS-30000759 | lower limit design temperature | CFIHOS-40000503 |  |  | ASME BPVC Section VIII |  |  | STANDARD | CR0031;FR60 | 2020-05-05 09:55 | 2021-10-11 09:54
hopper | CFIHOS-30000759 | normal volume flow rate | CFIHOS-40000293 |  |  | ASME BPVC Section VIII |  |  | STANDARD | CR0031;FR60 | 2020-05-05 09:55 | 2021-10-11 09:54
hopper | CFIHOS-30000759 | upper limit design pressure | CFIHOS-40000535 |  |  | ASME BPVC Section VIII |  |  | STANDARD | CR0031;FR60 | 2020-05-05 09:55 | 2021-10-11 09:54
hopper | CFIHOS-30000759 | upper limit design temperature | CFIHOS-40000536 |  |  | ASME BPVC Section VIII |  |  | STANDARD | CR0031;FR60 | 2020-05-05 09:55 | 2021-10-11 09:54
horn | CFIHOS-30000084 | explosion protection gas group | CFIHOS-40000110 |  |  | IEC 60529:2013 |  |  | STANDARD | V1.2 | 2017-02-13 22:35 | 2021-10-11 09:54
horn | CFIHOS-30000084 | explosion protection temperature class | CFIHOS-40000112 |  |  | IEC 60529:2013 |  |  | STANDARD | V1.2 | 2017-02-13 22:35 | 2021-10-11 09:54
horn | CFIHOS-30000084 | explosion protection zone | CFIHOS-40000113 |  |  | IEC 60529:2013 |  |  | STANDARD | V1.2 | 2017-02-13 22:35 | 2021-10-11 09:54
humidity analyser | CFIHOS-30000088 | explosion protection gas group | CFIHOS-40000110 |  |  | IEC 60529:2013 |  |  | STANDARD | CR0002;FR60 | 2017-02-13 22:35 | 2021-10-11 09:54
humidity analyser | CFIHOS-30000088 | explosion protection temperature class | CFIHOS-40000112 |  |  | IEC 60529:2013 |  |  | STANDARD | CR0002;FR60 | 2017-02-13 22:35 | 2021-10-11 09:54
humidity analyser | CFIHOS-30000088 | explosion protection zone | CFIHOS-40000113 |  |  | IEC 60529:2013 |  |  | STANDARD | CR0002;FR60 | 2017-02-13 22:35 | 2021-10-11 09:54
hydraulic actuator | CFIHOS-30000433 | explosion protection gas group | CFIHOS-40000110 | [5 empty] | STANDARD | CR0029 | 2019-10-01 02:04 | 2021-10-11 09:54
hydraulic actuator | CFIHOS-30000433 | explosion protection temperature class | CFIHOS-40000112 | [5 empty] | STANDARD | CR0029 | 2019-10-01 02:04 | 2021-10-11 09:54
hydraulic actuator | CFIHOS-30000433 | explosion protection zone | CFIHOS-40000113 | [5 empty] | STANDARD | CR0029 | 2019-10-01 02:04 | 2021-10-11 09:54
hydraulic controller | CFIHOS-30000434 | explosion protection gas group | CFIHOS-40000110 | [5 empty] | STANDARD | CR0029 | 2019-10-01 02:04 | 2021-10-11 09:54
hydraulic controller | CFIHOS-30000434 | explosion protection temperature class | CFIHOS-40000112 | [5 empty] | STANDARD | CR0029 | 2019-10-01 02:04 | 2021-10-11 09:54
hydraulic controller | CFIHOS-30000434 | explosion protection zone | CFIHOS-40000113 | [5 empty] | STANDARD | CR0029 | 2019-10-01 02:04 | 2021-10-11 09:54
hydraulic controller | CFIHOS-30000434 | safety integrity level | CFIHOS-40000579 | [5 empty] | STANDARD | CR0029 | 2019-10-01 02:04 | 2021-10-11 09:54
hydraulic cylinder | CFIHOS-30000538 | orientation | CFIHOS-40000561 | [5 empty] | STANDARD | CR0028 | 2019-05-14 09:39 | 2021-10-11 09:54
hydraulic motor | CFIHOS-30000539 | direction of rotation | CFIHOS-40000075 | [5 empty] | STANDARD | CR0028 | 2019-05-14 09:39 | 2021-10-11 09:54
hydraulic motor | CFIHOS-30000539 | normal volume flow rate | CFIHOS-40000293 | [5 empty] | STANDARD | CR0031;FR60 | 2020-05-05 09:55 | 2021-10-11 09:54
hydraulic motor | CFIHOS-30000539 | rated output power | CFIHOS-40000523 | KWT | K43 |  |  |  | STANDARD | CR0028;CR0032 | 2019-05-14 09:39 | 2021-10-11 09:54
hydraulic power supply | CFIHOS-30000090 | design specification | CFIHOS-40000487 |  |  | API Recommended Practice 7L:2006 |  |  | STANDARD | CR0031;FR60 | 2020-05-05 09:55 | 2021-10-11 09:54
hydraulic turbine | CFIHOS-30000843 | design specification | CFIHOS-40000487 | [5 empty] | STANDARD | CR0029 | 2019-10-01 02:04 | 2021-10-11 09:54
hydraulic turbine | CFIHOS-30000843 | direction of rotation | CFIHOS-40000075 | [5 empty] | STANDARD | CR0029 | 2019-10-01 02:04 | 2021-10-11 09:54
hydraulic turbine | CFIHOS-30000843 | driven unit normal operating shaft power | CFIHOS-40000085 | KWT | K43 |  |  |  | STANDARD | CR0029;CR0032 | 2019-10-01 02:04 | 2021-10-11 09:54
hydraulic turbine | CFIHOS-30000843 | driven unit normal speed | CFIHOS-40000086 | RPM | RPM |  |  |  | STANDARD | CR0029;CR0032 | 2019-10-01 02:04 | 2021-10-11 09:54
hydraulic turbine | CFIHOS-30000843 | explosion protection gas group | CFIHOS-40000110 | [5 empty] | STANDARD | CR0029 | 2019-10-01 02:04 | 2021-10-11 09:54
hydraulic turbine | CFIHOS-30000843 | explosion protection temperature class | CFIHOS-40000112 | [5 empty] | STANDARD | CR0029 | 2019-10-01 02:04 | 2021-10-11 09:54
hydraulic turbine | CFIHOS-30000843 | explosion protection zone | CFIHOS-40000113 | [5 empty] | STANDARD | CR0029 | 2019-10-01 02:04 | 2021-10-11 09:54
hydraulic turbine | CFIHOS-30000843 | fuel type | CFIHOS-40000135 | [5 empty] | STANDARD | CR0029 | 2019-10-01 02:04 | 2021-10-11 09:54
hydraulic turbine | CFIHOS-30000843 | insulation class | CFIHOS-40000177 | [5 empty] | STANDARD | CR0029 | 2019-10-01 02:04 | 2021-10-11 09:54
hydraulic turbine | CFIHOS-30000843 | lower limit operating inlet pressure | CFIHOS-40000552 | [5 empty] | STANDARD | CR0029 | 2019-10-01 02:04 | 2021-10-11 09:54
hydraulic turbine | CFIHOS-30000843 | lower limit operating inlet temperature | CFIHOS-40000553 | [5 empty] | STANDARD | CR0029 | 2019-10-01 02:04 | 2021-10-11 09:54
hydraulic turbine | CFIHOS-30000843 | lower limit operating outlet pressure | CFIHOS-40000554 | [5 empty] | STANDARD | CR0029 | 2019-10-01 02:04 | 2021-10-11 09:54
hydraulic turbine | CFIHOS-30000843 | lower limit operating outlet temperature | CFIHOS-40000555 | [5 empty] | STANDARD | CR0029 | 2019-10-01 02:04 | 2021-10-11 09:54
hydraulic turbine | CFIHOS-30000843 | lower limit operating temperature | CFIHOS-40000504 | CEL | FAH |  |  |  | STANDARD | CR0029;CR0032 | 2019-10-01 02:04 | 2021-10-11 09:54
hydraulic turbine | CFIHOS-30000843 | lower limit output power | CFIHOS-40000220 | KWT | K43 | API Std 616:2011 |  |  | STANDARD | CR0029;CR0032;FR60 | 2019-10-01 02:04 | 2021-10-11 09:54
hydraulic turbine | CFIHOS-30000843 | normal operating cooling water inlet temperature | CFIHOS-40000252 | CEL | FAH |  |  |  | STANDARD | CR0029;CR0032 | 2019-10-01 02:04 | 2021-10-11 09:54
hydraulic turbine | CFIHOS-30000843 | normal operating extraction steam mass flow rate | CFIHOS-40000256 | E93 | 4U |  |  |  | STANDARD | CR0029;CR0032 | 2019-10-01 02:04 | 2021-10-11 09:54
hydraulic turbine | CFIHOS-30000843 | normal operating extraction steam pressure | CFIHOS-40000257 | KPG | 64 |  |  |  | STANDARD | CR0029;CR0032 | 2019-10-01 02:04 | 2021-10-11 09:54
hydraulic turbine | CFIHOS-30000843 | normal operating extraction steam temperature | CFIHOS-40000258 | CEL | FAH |  |  |  | STANDARD | CR0029;CR0032 | 2019-10-01 02:04 | 2021-10-11 09:54
hydraulic turbine | CFIHOS-30000843 | normal operating inlet pressure | CFIHOS-40000511 | BRA | PSA |  |  |  | STANDARD | CR0029;CR0032 | 2019-10-01 02:04 | 2021-10-11 09:54
hydraulic turbine | CFIHOS-30000843 | normal operating inlet steam pressure | CFIHOS-40000285 | KPG | 64 |  |  |  | STANDARD | CR0029;CR0032 | 2019-10-01 02:04 | 2021-10-11 09:54
hydraulic turbine | CFIHOS-30000843 | normal operating inlet steam temperature | CFIHOS-40000286 | [5 empty] | STANDARD | CR0029 | 2019-10-01 02:04 | 2021-10-11 09:54
hydraulic turbine | CFIHOS-30000843 | normal operating inlet temperature | CFIHOS-40000272 | CEL | FAH |  |  |  | STANDARD | CR0029;CR0032 | 2019-10-01 02:04 | 2021-10-11 09:54
hydraulic turbine | CFIHOS-30000843 | normal operating outlet pressure | CFIHOS-40000278 | BRA | PSA |  |  |  | STANDARD | CR0029;CR0032 | 2019-10-01 02:04 | 2021-10-11 09:54
hydraulic turbine | CFIHOS-30000843 | normal operating outlet steam pressure | CFIHOS-40000287 | KPG | 64 |  |  |  | STANDARD | CR0029;CR0032 | 2019-10-01 02:04 | 2021-10-11 09:54
hydraulic turbine | CFIHOS-30000843 | normal operating outlet steam temperature | CFIHOS-40000288 | CEL | FAH |  |  |  | STANDARD | CR0029;CR0032 | 2019-10-01 02:04 | 2021-10-11 09:54
hydraulic turbine | CFIHOS-30000843 | normal operating outlet temperature | CFIHOS-40000282 | CEL | FAH |  |  |  | STANDARD | CR0029;CR0032 | 2019-10-01 02:04 | 2021-10-11 09:54
hydraulic turbine | CFIHOS-30000843 | normal operating rotational speed | CFIHOS-40000283 | RPM | RPM | API Std 616:2011 |  |  | STANDARD | CR0029;CR0032;FR60 | 2019-10-01 02:04 | 2021-10-11 09:54
hydraulic turbine | CFIHOS-30000843 | normal output power | CFIHOS-40000292 | KWT | K43 | API Std 616:2011 |  |  | STANDARD | CR0029;CR0032;FR60 | 2019-10-01 02:04 | 2021-10-11 09:54
hydraulic turbine | CFIHOS-30000843 | number of shafts | CFIHOS-40000307 | H87 | H87 |  |  |  | STANDARD | CR0029;CR0032 | 2019-10-01 02:04 | 2021-10-11 09:54
hydraulic turbine | CFIHOS-30000843 | operation continuous intermittent | CFIHOS-40000309 | [5 empty] | STANDARD | CR0029 | 2019-10-01 02:04 | 2021-10-11 09:54
hydraulic turbine | CFIHOS-30000843 | test medium | CFIHOS-40000412 | [5 empty] | STANDARD | CR0029 | 2019-10-01 02:04 | 2021-10-11 09:54
hydraulic turbine | CFIHOS-30000843 | test pressure | CFIHOS-40000532 | BRG | 64 |  |  |  | STANDARD | CR0029;CR0032 | 2019-10-01 02:04 | 2021-10-11 09:54
hydraulic turbine | CFIHOS-30000843 | turbine cycle | CFIHOS-40000445 | [5 empty] | STANDARD | CR0029 | 2019-10-01 02:04 | 2021-10-11 09:54
hydraulic turbine | CFIHOS-30000843 | upper limit cooling water outlet temperature | CFIHOS-40000456 | CEL | FAH |  |  |  | STANDARD | CR0029;CR0032 | 2019-10-01 02:04 | 2021-10-11 09:54
hydraulic turbine | CFIHOS-30000843 | upper limit operating inlet pressure | CFIHOS-40000466 | BRA | PSA |  |  |  | STANDARD | CR0029;CR0032 | 2019-10-01 02:04 | 2021-10-11 09:54
hydraulic turbine | CFIHOS-30000843 | upper limit operating inlet temperature | CFIHOS-40000574 | [5 empty] | STANDARD | CR0029 | 2019-10-01 02:04 | 2021-10-11 09:54
hydraulic turbine | CFIHOS-30000843 | upper limit operating outlet pressure | CFIHOS-40000575 | [5 empty] | STANDARD | CR0029 | 2019-10-01 02:04 | 2021-10-11 09:54
hydraulic turbine | CFIHOS-30000843 | upper limit operating outlet temperature | CFIHOS-40000576 | [5 empty] | STANDARD | CR0029 | 2019-10-01 02:04 | 2021-10-11 09:54
hydraulic turbine | CFIHOS-30000843 | upper limit operating pressure | CFIHOS-40000537 | BRG | 64 |  |  |  | STANDARD | CR0029;CR0032 | 2019-10-01 02:04 | 2021-10-11 09:54
hydraulic turbine | CFIHOS-30000843 | upper limit operating temperature | CFIHOS-40000538 | CEL | FAH |  |  |  | STANDARD | CR0029;CR0032 | 2019-10-01 02:04 | 2021-10-11 09:54
hydro cyclone | CFIHOS-30000581 | design specification | CFIHOS-40000487 | [5 empty] | STANDARD | CR0029 | 2019-10-01 02:04 | 2021-10-11 09:54
hydro cyclone | CFIHOS-30000581 | external coating specification | CFIHOS-40000613 | [5 empty] | STANDARD | CR0029 | 2019-10-01 02:04 | 2021-10-11 09:54
hydro cyclone | CFIHOS-30000581 | fluid name | CFIHOS-40000132 | [5 empty] | STANDARD | V1.2;CR0013;FR60 | 2017-02-13 22:35 | 2021-10-11 09:54
hydro cyclone | CFIHOS-30000581 | insulation code | CFIHOS-40000178 | [5 empty] | TERMINATED | V1.2;CR0013 | 2017-02-13 22:35 | 2021-10-11 09:54 | 2021-10-11 09:54
hydro cyclone | CFIHOS-30000581 | insulation type | CFIHOS-40000179 | [5 empty] | TERMINATED | V1.2;CR0013 | 2017-02-13 22:35 | 2021-10-11 09:54 | 2021-10-11 09:54
hydro cyclone | CFIHOS-30000581 | lower limit operating temperature | CFIHOS-40000504 | CEL | FAH |  |  |  | STANDARD | CR0013;CR0032;FR60 | 2017-02-13 22:35 | 2021-10-11 09:54
hydro cyclone | CFIHOS-30000581 | normal operating pressure | CFIHOS-40000512 | [5 empty] | TERMINATED | V1.2;CR0013 | 2017-02-13 22:35 | 2021-10-11 09:54 | 2021-10-11 09:54
hydro cyclone | CFIHOS-30000581 | normal operating temperature | CFIHOS-40000514 | [5 empty] | TERMINATED | V1.2;CR0013 | 2017-02-13 22:35 | 2021-10-11 09:54 | 2021-10-11 09:54
hydro cyclone | CFIHOS-30000581 | orientation | CFIHOS-40000561 | [5 empty] | STANDARD | CR0029 | 2019-10-01 02:04 | 2021-10-11 09:54
hydro cyclone | CFIHOS-30000581 | test medium | CFIHOS-40000412 | [5 empty] | TERMINATED | V1.2;CR0013 | 2017-02-13 22:35 | 2021-10-11 09:54 | 2021-10-11 09:54
hydro cyclone | CFIHOS-30000581 | test pressure | CFIHOS-40000532 | [5 empty] | TERMINATED | V1.2;CR0013 | 2017-02-13 22:35 | 2021-10-11 09:54 | 2021-10-11 09:54
hydro cyclone | CFIHOS-30000581 | upper limit design pressure | CFIHOS-40000535 | BRG | 64 |  |  |  | STANDARD | CR0013;CR0032;FR60 | 2017-02-13 22:35 | 2021-10-11 09:54
hydro cyclone | CFIHOS-30000581 | upper limit design temperature | CFIHOS-40000536 | CEL | FAH |  |  |  | STANDARD | CR0013;CR0032;FR60 | 2017-02-13 22:35 | 2021-10-11 09:54
hydro cyclone | CFIHOS-30000581 | upper limit operating pressure | CFIHOS-40000537 | BRG | 64 |  |  |  | STANDARD | CR0029;CR0032 | 2019-10-01 02:04 | 2021-10-11 09:54
hydro cyclone | CFIHOS-30000581 | upper limit operating temperature | CFIHOS-40000538 | CEL | FAH |  |  |  | STANDARD | CR0013;CR0032;FR60 | 2017-02-13 22:35 | 2021-10-11 09:54
hydrostatic pressure level transmitter | CFIHOS-30000091 | explosion protection gas group | CFIHOS-40000110 |  |  | IEC 60529:2013 |  |  | TERMINATED | CR0002 | 2017-02-13 22:35 | 2021-10-11 09:54 | 2021-10-11 09:54
hydrostatic pressure level transmitter | CFIHOS-30000091 | explosion protection temperature class | CFIHOS-40000112 |  |  | IEC 60529:2013 |  |  | TERMINATED | CR0002 | 2017-02-13 22:35 | 2021-10-11 09:54 | 2021-10-11 09:54
hydrostatic pressure level transmitter | CFIHOS-30000091 | explosion protection zone | CFIHOS-40000113 |  |  | IEC 60529:2013 |  |  | TERMINATED | CR0002 | 2017-02-13 22:35 | 2021-10-11 09:54 | 2021-10-11 09:54
hypochlorite generator | CFIHOS-30000092 | explosion protection gas group | CFIHOS-40000110 |  |  | IEC 60529:2013 |  |  | TERMINATED | CR0012 | 2017-02-13 22:35 | 2021-10-11 09:54 | 2021-10-11 09:54
hypochlorite generator | CFIHOS-30000092 | explosion protection temperature class | CFIHOS-40000112 |  |  | IEC 60529:2013 |  |  | TERMINATED | CR0012 | 2017-02-13 22:35 | 2021-10-11 09:54 | 2021-10-11 09:54
hypochlorite generator | CFIHOS-30000092 | explosion protection zone | CFIHOS-40000113 |  |  | IEC 60529:2013 |  |  | TERMINATED | CR0012 | 2017-02-13 22:35 | 2021-10-11 09:54 | 2021-10-11 09:54
incinerator | CFIHOS-30000391 | design tube metal temperature | CFIHOS-40000074 | CEL | FAH | ISO 13705:2012 |  |  | STANDARD | CR0032 | 2017-02-13 22:35 | 2021-10-11 09:54
incinerator | CFIHOS-30000391 | explosion protection gas group | CFIHOS-40000110 | [5 empty] | STANDARD | CR0028 | 2019-05-14 09:39 | 2021-10-11 09:54
incinerator | CFIHOS-30000391 | explosion protection temperature class | CFIHOS-40000112 | [5 empty] | STANDARD | CR0028 | 2019-05-14 09:39 | 2021-10-11 09:54
incinerator | CFIHOS-30000391 | explosion protection zone | CFIHOS-40000113 | [5 empty] | STANDARD | CR0028 | 2019-05-14 09:39 | 2021-10-11 09:54
incinerator | CFIHOS-30000391 | fluid name | CFIHOS-40000132 |  |  | ISO 13705:2012 |  |  | STANDARD | V1.2 | 2017-02-13 22:35 | 2021-10-11 09:54
incinerator | CFIHOS-30000391 | normal operating inlet pressure | CFIHOS-40000511 | BRA | PSA | ISO 13705:2012 |  |  | STANDARD | CR0032 | 2017-02-13 22:35 | 2021-10-11 09:54
incinerator | CFIHOS-30000391 | normal operating inlet temperature | CFIHOS-40000272 | CEL | FAH | ISO 13705:2012 |  |  | STANDARD | CR0032 | 2017-02-13 22:35 | 2021-10-11 09:54
incinerator | CFIHOS-30000391 | normal operating outlet pressure | CFIHOS-40000278 | BRA | PSA | ISO 13705:2012 |  |  | STANDARD | CR0032 | 2017-02-13 22:35 | 2021-10-11 09:54
incinerator | CFIHOS-30000391 | normal operating outlet temperature | CFIHOS-40000282 | CEL | FAH | ISO 13705:2012 |  |  | STANDARD | CR0032 | 2017-02-13 22:35 | 2021-10-11 09:54
indicating instrument | CFIHOS-30000292 | explosion protection gas group | CFIHOS-40000110 |  |  | IEC 60529:2013 |  |  | STANDARD | CR0014 | 2017-02-13 22:35 | 2021-10-11 09:54
indicating instrument | CFIHOS-30000292 | explosion protection temperature class | CFIHOS-40000112 |  |  | IEC 60529:2013 |  |  | STANDARD | CR0014 | 2017-02-13 22:35 | 2021-10-11 09:54
indicating instrument | CFIHOS-30000292 | explosion protection zone | CFIHOS-40000113 |  |  | IEC 60529:2013 |  |  | STANDARD | CR0014 | 2017-02-13 22:35 | 2021-10-11 09:54
instrument loop | CFIHOS-30000099 | controlled property | CFIHOS-40000063 | [5 empty] | STANDARD | V1.2 | 2017-02-13 22:35 | 2021-10-11 09:54
instrument loop | CFIHOS-30000099 | loop application | CFIHOS-40000636 |  |  | ISO 14224:2016 |  |  | STANDARD | CR0028 | 2019-05-14 09:39 | 2021-10-11 09:54
junction box | CFIHOS-30000353 | explosion protection gas group | CFIHOS-40000110 |  |  | IEC 60529:2013 |  |  | STANDARD | V1.2 | 2017-02-13 22:35 | 2021-10-11 09:54
junction box | CFIHOS-30000353 | explosion protection temperature class | CFIHOS-40000112 |  |  | IEC 60529:2013 |  |  | STANDARD | V1.2 | 2017-02-13 22:35 | 2021-10-11 09:54
junction box | CFIHOS-30000353 | explosion protection zone | CFIHOS-40000113 |  |  | IEC 60529:2013 |  |  | STANDARD | V1.2 | 2017-02-13 22:35 | 2021-10-11 09:54
junction box | CFIHOS-30000353 | ingress protection | CFIHOS-40000173 | [5 empty] | TERMINATED | CR0028 | 2017-02-13 22:35 | 2021-10-11 09:54 | 2021-10-11 09:54
junction box | CFIHOS-30000353 | operating voltage | CFIHOS-40000603 | [5 empty] | STANDARD | CR0028 | 2019-05-14 09:39 | 2021-10-11 09:54
junction box | CFIHOS-30000353 | rated voltage | CFIHOS-40000528 | VLT | VLT |  |  |  | STANDARD | CR0032 | 2017-02-13 22:35 | 2021-10-11 09:54
kettle reboiler | CFIHOS-30000756 | external coating specification | CFIHOS-40000613 | [5 empty] | STANDARD | CR0028 | 2019-05-14 09:39 | 2021-10-11 09:54
kettle reboiler | CFIHOS-30000756 | shell side fluid name | CFIHOS-40000362 | [5 empty] | STANDARD | CR0028 | 2019-05-14 09:39 | 2021-10-11 09:54
kettle reboiler | CFIHOS-30000756 | shell side normal operating inlet pressure | CFIHOS-40000620 | [5 empty] | STANDARD | CR0028 | 2019-05-14 09:39 | 2021-10-11 09:54
kettle reboiler | CFIHOS-30000756 | shell side normal operating inlet temperature | CFIHOS-40000621 | [5 empty] | STANDARD | CR0028 | 2019-05-14 09:39 | 2021-10-11 09:54
kettle reboiler | CFIHOS-30000756 | shell side normal operating mass flow rate | CFIHOS-40000622 | [5 empty] | STANDARD | CR0028 | 2019-05-14 09:39 | 2021-10-11 09:54
kettle reboiler | CFIHOS-30000756 | shell side normal operating outlet temperature | CFIHOS-40000623 | [5 empty] | STANDARD | CR0028 | 2019-05-14 09:39 | 2021-10-11 09:54
kettle reboiler | CFIHOS-30000756 | tube side fluid name | CFIHOS-40000436 | [5 empty] | STANDARD | CR0028 | 2019-05-14 09:39 | 2021-10-11 09:54
kettle reboiler | CFIHOS-30000756 | tube side normal operating inlet pressure | CFIHOS-40000438 | BRG | 64 |  |  |  | STANDARD | CR0028;CR0032 | 2019-05-14 09:39 | 2021-10-11 09:54
kettle reboiler | CFIHOS-30000756 | tube side normal operating inlet temperature | CFIHOS-40000437 | CEL | FAH |  |  |  | STANDARD | CR0028;CR0032 | 2019-05-14 09:39 | 2021-10-11 09:54
kettle reboiler | CFIHOS-30000756 | tube side normal operating mass flow rate | CFIHOS-40000624 | [5 empty] | STANDARD | CR0028 | 2019-05-14 09:39 | 2021-10-11 09:54
kettle reboiler | CFIHOS-30000756 | tube side normal operating outlet temperature | CFIHOS-40000439 | CEL | FAH |  |  |  | STANDARD | CR0028;CR0032 | 2019-05-14 09:39 | 2021-10-11 09:54
knock out drum | CFIHOS-30000697 | design specification | CFIHOS-40000487 | [5 empty] | STANDARD | CR0028 | 2019-05-14 09:39 | 2021-10-11 09:54
knock out drum | CFIHOS-30000697 | external coating specification | CFIHOS-40000613 | [5 empty] | STANDARD | CR0028 | 2019-05-14 09:39 | 2021-10-11 09:54
knock out drum | CFIHOS-30000697 | fluid name | CFIHOS-40000132 | [5 empty] | STANDARD | CR0028 | 2019-05-14 09:39 | 2021-10-11 09:54
knock out drum | CFIHOS-30000697 | lower limit operating pressure | CFIHOS-40000556 | [5 empty] | STANDARD | CR0028 | 2019-05-14 09:39 | 2021-10-11 09:54
knock out drum | CFIHOS-30000697 | lower limit operating temperature | CFIHOS-40000504 | CEL | FAH |  |  |  | STANDARD | CR0028;CR0032 | 2019-05-14 09:39 | 2021-10-11 09:54
knock out drum | CFIHOS-30000697 | orientation | CFIHOS-40000561 | [5 empty] | STANDARD | CR0028 | 2019-05-14 09:39 | 2021-10-11 09:54
knock out drum | CFIHOS-30000697 | upper limit operating pressure | CFIHOS-40000537 | BRG | 64 |  |  |  | STANDARD | CR0028;CR0032 | 2019-05-14 09:39 | 2021-10-11 09:54
knock out drum | CFIHOS-30000697 | upper limit operating temperature | CFIHOS-40000538 | CEL | FAH |  |  |  | STANDARD | CR0028;CR0032 | 2019-05-14 09:39 | 2021-10-11 09:54
lamp | CFIHOS-30000354 | explosion protection gas group | CFIHOS-40000110 |  |  | IEC 60529:2013 |  |  | STANDARD | V1.2 | 2017-02-13 22:35 | 2021-10-11 09:54
lamp | CFIHOS-30000354 | explosion protection temperature class | CFIHOS-40000112 |  |  | IEC 60529:2013 |  |  | STANDARD | V1.2 | 2017-02-13 22:35 | 2021-10-11 09:54
lamp | CFIHOS-30000354 | explosion protection zone | CFIHOS-40000113 |  |  | IEC 60529:2013 |  |  | STANDARD | V1.2 | 2017-02-13 22:35 | 2021-10-11 09:54
level element | CFIHOS-30000672 | explosion protection gas group | CFIHOS-40000110 | [5 empty] | STANDARD | CR0028 | 2019-05-14 09:39 | 2021-10-11 09:54
level element | CFIHOS-30000672 | explosion protection temperature class | CFIHOS-40000112 | [5 empty] | STANDARD | CR0028 | 2019-05-14 09:39 | 2021-10-11 09:54
level element | CFIHOS-30000672 | explosion protection zone | CFIHOS-40000113 | [5 empty] | STANDARD | CR0028 | 2019-05-14 09:39 | 2021-10-11 09:54
level element | CFIHOS-30000672 | fluid name | CFIHOS-40000132 | [5 empty] | STANDARD | CR0028 | 2019-05-14 09:39 | 2021-10-11 09:54
level gauge | CFIHOS-30000687 | explosion protection gas group | CFIHOS-40000110 | [5 empty] | STANDARD | CR0028 | 2019-05-14 09:39 | 2021-10-11 09:54
level gauge | CFIHOS-30000687 | explosion protection temperature class | CFIHOS-40000112 | [5 empty] | STANDARD | CR0028 | 2019-05-14 09:39 | 2021-10-11 09:54
level gauge | CFIHOS-30000687 | explosion protection zone | CFIHOS-40000113 | [5 empty] | STANDARD | CR0028 | 2019-05-14 09:39 | 2021-10-11 09:54
level switch | CFIHOS-30000677 | explosion protection gas group | CFIHOS-40000110 | [5 empty] | STANDARD | CR0028 | 2019-05-14 09:39 | 2021-10-11 09:54
level switch | CFIHOS-30000677 | explosion protection temperature class | CFIHOS-40000112 | [5 empty] | STANDARD | CR0028 | 2019-05-14 09:39 | 2021-10-11 09:54
level switch | CFIHOS-30000677 | explosion protection zone | CFIHOS-40000113 | [5 empty] | STANDARD | CR0028 | 2019-05-14 09:39 | 2021-10-11 09:54
level switch | CFIHOS-30000677 | safety integrity level | CFIHOS-40000579 | [5 empty] | STANDARD | CR0028 | 2019-05-14 09:39 | 2021-10-11 09:54
level transmitter | CFIHOS-30000646 | explosion protection gas group | CFIHOS-40000110 | [5 empty] | STANDARD | CR0028 | 2019-05-14 09:39 | 2021-10-11 09:54
level transmitter | CFIHOS-30000646 | explosion protection temperature class | CFIHOS-40000112 | [5 empty] | STANDARD | CR0028 | 2019-05-14 09:39 | 2021-10-11 09:54
level transmitter | CFIHOS-30000646 | explosion protection zone | CFIHOS-40000113 | [5 empty] | STANDARD | CR0028 | 2019-05-14 09:39 | 2021-10-11 09:54
level transmitter | CFIHOS-30000646 | safety integrity level | CFIHOS-40000579 | [5 empty] | STANDARD | CR0028 | 2019-05-14 09:39 | 2021-10-11 09:54
life boat | CFIHOS-30000601 | explosion protection gas group | CFIHOS-40000110 | [5 empty] | TERMINATED | CR0028 | 2017-02-13 22:35 | 2021-10-11 09:54 | 2021-10-11 09:54
life boat | CFIHOS-30000601 | explosion protection temperature class | CFIHOS-40000112 | [5 empty] | TERMINATED | CR0028 | 2017-02-13 22:35 | 2021-10-11 09:54 | 2021-10-11 09:54
life boat | CFIHOS-30000601 | explosion protection zone | CFIHOS-40000113 | [5 empty] | TERMINATED | CR0028 | 2017-02-13 22:35 | 2021-10-11 09:54 | 2021-10-11 09:54
life buoy light | CFIHOS-30000115 | explosion protection gas group | CFIHOS-40000110 | [5 empty] | TERMINATED | CR0028 | 2017-02-13 22:35 | 2021-10-11 09:54 | 2021-10-11 09:54
life buoy light | CFIHOS-30000115 | explosion protection temperature class | CFIHOS-40000112 | [5 empty] | TERMINATED | CR0028 | 2017-02-13 22:35 | 2021-10-11 09:54 | 2021-10-11 09:54
life buoy light | CFIHOS-30000115 | explosion protection zone | CFIHOS-40000113 | [5 empty] | TERMINATED | CR0028 | 2017-02-13 22:35 | 2021-10-11 09:54 | 2021-10-11 09:54
linear polarization resistance element | CFIHOS-30000844 | explosion protection gas group | CFIHOS-40000110 |  |  | IEC 60529:2013 |  |  | STANDARD | CR0029;FR60 | 2019-10-01 02:04 | 2021-10-11 09:54
linear polarization resistance element | CFIHOS-30000844 | explosion protection temperature class | CFIHOS-40000112 |  |  | IEC 60529:2013 |  |  | STANDARD | CR0029;FR60 | 2019-10-01 02:04 | 2021-10-11 09:54
linear polarization resistance element | CFIHOS-30000844 | explosion protection zone | CFIHOS-40000113 |  |  | IEC 60529:2013 |  |  | STANDARD | CR0029;FR60 | 2019-10-01 02:04 | 2021-10-11 09:54
linear polarization resistance element | CFIHOS-30000844 | fluid name | CFIHOS-40000132 | [5 empty] | STANDARD | CR0029 | 2019-10-01 02:04 | 2021-10-11 09:54
liquid composition analyser | CFIHOS-30000120 | explosion protection gas group | CFIHOS-40000110 |  |  | IEC 60529:2013 |  |  | STANDARD | CR0002;FR60 | 2017-02-13 22:35 | 2021-10-11 09:54
liquid composition analyser | CFIHOS-30000120 | explosion protection temperature class | CFIHOS-40000112 |  |  | IEC 60529:2013 |  |  | STANDARD | CR0002;FR60 | 2017-02-13 22:35 | 2021-10-11 09:54
liquid composition analyser | CFIHOS-30000120 | explosion protection zone | CFIHOS-40000113 |  |  | IEC 60529:2013 |  |  | STANDARD | CR0002;FR60 | 2017-02-13 22:35 | 2021-10-11 09:54
liquid detector | CFIHOS-30000121 | explosion protection gas group | CFIHOS-40000110 | [5 empty] | STANDARD | CR0028 | 2019-05-14 09:39 | 2021-10-11 09:54
liquid detector | CFIHOS-30000121 | explosion protection temperature class | CFIHOS-40000112 | [5 empty] | STANDARD | CR0028 | 2019-05-14 09:39 | 2021-10-11 09:54
liquid detector | CFIHOS-30000121 | explosion protection zone | CFIHOS-40000113 | [5 empty] | STANDARD | CR0028 | 2019-05-14 09:39 | 2021-10-11 09:54
liquid detector | CFIHOS-30000121 | safety integrity level | CFIHOS-40000579 | [5 empty] | STANDARD | CR0028 | 2019-05-14 09:39 | 2021-10-11 09:54
liquid ring compressor | CFIHOS-30000540 | compressibility factor Z at inlet | CFIHOS-40000060 | [5 empty] | TERMINATED | CR0009 | 2017-02-13 22:35 | 2021-10-11 09:54 | 2021-10-11 09:54
liquid ring compressor | CFIHOS-30000540 | corrosive agents | CFIHOS-40000064 | [5 empty] | TERMINATED | CR0009 | 2017-02-13 22:35 | 2021-10-11 09:54 | 2021-10-11 09:54
liquid ring compressor | CFIHOS-30000540 | corrosive gas | CFIHOS-40000065 | [5 empty] | TERMINATED | CR0009 | 2017-02-13 22:35 | 2021-10-11 09:54 | 2021-10-11 09:54
liquid ring compressor | CFIHOS-30000540 | explosion protection gas group | CFIHOS-40000110 |  |  | IEC 60529:2013 |  |  | TERMINATED | CR0009 | 2017-02-13 22:35 | 2021-10-11 09:54 | 2021-10-11 09:54
liquid ring compressor | CFIHOS-30000540 | explosion protection temperature class | CFIHOS-40000112 |  |  | IEC 60529:2013 |  |  | TERMINATED | CR0009 | 2017-02-13 22:35 | 2021-10-11 09:54 | 2021-10-11 09:54
liquid ring compressor | CFIHOS-30000540 | explosion protection zone | CFIHOS-40000113 |  |  | IEC 60529:2013 |  |  | TERMINATED | CR0009 | 2017-02-13 22:35 | 2021-10-11 09:54 | 2021-10-11 09:54
liquid ring compressor | CFIHOS-30000540 | fluid name | CFIHOS-40000132 |  |  | ISO 14224:2016 |  |  | TERMINATED | CR0009 | 2017-02-13 22:35 | 2021-10-11 09:54 | 2021-10-11 09:54
liquid ring compressor | CFIHOS-30000540 | molecular weight | CFIHOS-40000506 |  |  | ISO 14224:2016 |  |  | TERMINATED | CR0009 | 2017-02-13 22:35 | 2021-10-11 09:54 | 2021-10-11 09:54
liquid ring compressor | CFIHOS-30000540 | normal operating inlet pressure | CFIHOS-40000511 | [5 empty] | TERMINATED | CR0009 | 2017-02-13 22:35 | 2021-10-11 09:54 | 2021-10-11 09:54
liquid ring compressor | CFIHOS-30000540 | normal operating inlet temperature | CFIHOS-40000272 | [5 empty] | TERMINATED | CR0009 | 2017-02-13 22:35 | 2021-10-11 09:54 | 2021-10-11 09:54
liquid ring compressor | CFIHOS-30000540 | normal operating mass flow rate | CFIHOS-40000275 |  |  | ISO 14224:2016 |  |  | TERMINATED | CR0009 | 2017-02-13 22:35 | 2021-10-11 09:54 | 2021-10-11 09:54
liquid ring compressor | CFIHOS-30000540 | settle out pressure | CFIHOS-40000342 | [5 empty] | TERMINATED | CR0009 | 2017-02-13 22:35 | 2021-10-11 09:54 | 2021-10-11 09:54
liquid ring compressor | CFIHOS-30000540 | specific heat ratio Cp/Cv at inlet | CFIHOS-40000373 | [5 empty] | TERMINATED | CR0009 | 2017-02-13 22:35 | 2021-10-11 09:54 | 2021-10-11 09:54
load cell | CFIHOS-30000123 | explosion protection gas group | CFIHOS-40000110 | [5 empty] | STANDARD | CR0028 | 2019-05-14 09:39 | 2021-10-11 09:54
load cell | CFIHOS-30000123 | explosion protection temperature class | CFIHOS-40000112 | [5 empty] | STANDARD | CR0028 | 2019-05-14 09:39 | 2021-10-11 09:54
load cell | CFIHOS-30000123 | explosion protection zone | CFIHOS-40000113 | [5 empty] | STANDARD | CR0028 | 2019-05-14 09:39 | 2021-10-11 09:54
loading arm | CFIHOS-30000602 | explosion protection gas group | CFIHOS-40000110 |  |  | IEC 60529:2013 |  |  | STANDARD | V1.2 | 2017-02-13 22:35 | 2021-10-11 09:54
loading arm | CFIHOS-30000602 | explosion protection temperature class | CFIHOS-40000112 |  |  | IEC 60529:2013 |  |  | STANDARD | V1.2 | 2017-02-13 22:35 | 2021-10-11 09:54
loading arm | CFIHOS-30000602 | explosion protection zone | CFIHOS-40000113 |  |  | IEC 60529:2013 |  |  | STANDARD | V1.2 | 2017-02-13 22:35 | 2021-10-11 09:54
loading arm | CFIHOS-30000602 | fluid name | CFIHOS-40000132 | [5 empty] | STANDARD | V1.2 | 2017-02-13 22:35 | 2021-10-11 09:54
loading arm | CFIHOS-30000602 | lower limit design temperature | CFIHOS-40000503 | CEL | FAH | OCIMF |  |  | STANDARD | CR0032 | 2017-02-13 22:35 | 2021-10-11 09:54
loading arm | CFIHOS-30000602 | lower limit operating temperature | CFIHOS-40000504 | CEL | FAH |  |  |  | STANDARD | CR0032 | 2017-02-13 22:35 | 2021-10-11 09:54
loading arm | CFIHOS-30000602 | normal operating pressure | CFIHOS-40000512 | BRG | 64 |  |  |  | STANDARD | CR0032 | 2017-02-13 22:35 | 2021-10-11 09:54
loading arm | CFIHOS-30000602 | upper limit design temperature | CFIHOS-40000536 | CEL | FAH | OCIMF |  |  | STANDARD | CR0032 | 2017-02-13 22:35 | 2021-10-11 09:54
loading arm | CFIHOS-30000602 | upper limit operating temperature | CFIHOS-40000538 | CEL | FAH |  |  |  | STANDARD | CR0032 | 2017-02-13 22:35 | 2021-10-11 09:54
loudspeaker | CFIHOS-30000436 | explosion protection gas group | CFIHOS-40000110 |  |  | IEC 60529:2013 |  |  | STANDARD | V1.2 | 2017-02-13 22:35 | 2021-10-11 09:54
loudspeaker | CFIHOS-30000436 | explosion protection temperature class | CFIHOS-40000112 |  |  | IEC 60529:2013 |  |  | STANDARD | V1.2 | 2017-02-13 22:35 | 2021-10-11 09:54
loudspeaker | CFIHOS-30000436 | explosion protection zone | CFIHOS-40000113 |  |  | IEC 60529:2013 |  |  | STANDARD | V1.2 | 2017-02-13 22:35 | 2021-10-11 09:54
lubrication system | CFIHOS-30000541 | normal volume flow rate | CFIHOS-40000293 | [5 empty] | STANDARD | CR0031;FR60 | 2020-05-05 09:55 | 2021-10-11 09:54
lubrication system | CFIHOS-30000541 | upper limit design pressure | CFIHOS-40000535 | [5 empty] | STANDARD | CR0031;FR60 | 2020-05-05 09:55 | 2021-10-11 09:54
luminaire | CFIHOS-30000357 | explosion protection gas group | CFIHOS-40000110 |  |  | IEC 60529:2013 |  |  | STANDARD | V1.2 | 2017-02-13 22:35 | 2021-10-11 09:54
luminaire | CFIHOS-30000357 | explosion protection temperature class | CFIHOS-40000112 |  |  | IEC 60529:2013 |  |  | STANDARD | V1.2 | 2017-02-13 22:35 | 2021-10-11 09:54
luminaire | CFIHOS-30000357 | explosion protection zone | CFIHOS-40000113 |  |  | IEC 60529:2013 |  |  | STANDARD | V1.2 | 2017-02-13 22:35 | 2021-10-11 09:54
magnetic level gauge | CFIHOS-30000437 | explosion protection gas group | CFIHOS-40000110 |  |  | IEC 60529:2013 |  |  | STANDARD | CR0002;FR60 | 2017-02-13 22:35 | 2021-10-11 09:54
magnetic level gauge | CFIHOS-30000437 | explosion protection temperature class | CFIHOS-40000112 |  |  | IEC 60529:2013 |  |  | STANDARD | CR0002;FR60 | 2017-02-13 22:35 | 2021-10-11 09:54
magnetic level gauge | CFIHOS-30000437 | explosion protection zone | CFIHOS-40000113 |  |  | IEC 60529:2013 |  |  | STANDARD | CR0002;FR60 | 2017-02-13 22:35 | 2021-10-11 09:54
magnetic level transmitter | CFIHOS-30000126 | explosion protection gas group | CFIHOS-40000110 |  |  | IEC 60529:2013 |  |  | STANDARD | CR0014;FR60 | 2017-02-13 22:35 | 2021-10-11 09:54
magnetic level transmitter | CFIHOS-30000126 | explosion protection temperature class | CFIHOS-40000112 |  |  | IEC 60529:2013 |  |  | STANDARD | CR0014;FR60 | 2017-02-13 22:35 | 2021-10-11 09:54
magnetic level transmitter | CFIHOS-30000126 | explosion protection zone | CFIHOS-40000113 |  |  | IEC 60529:2013 |  |  | STANDARD | CR0014;FR60 | 2017-02-13 22:35 | 2021-10-11 09:54
magnetic level transmitter | CFIHOS-30000126 | safety integrity level | CFIHOS-40000579 | [5 empty] | STANDARD | CR0029 | 2019-10-01 02:04 | 2021-10-11 09:54
manifold | CFIHOS-30000308 | design specification | CFIHOS-40000487 |  |  | API Std 53:2018 |  |  | STANDARD | CR0031;FR60 | 2019-05-14 09:39 | 2021-10-11 09:54
manifold | CFIHOS-30000308 | fluid name | CFIHOS-40000132 | [5 empty] | STANDARD | V1.2 | 2017-02-13 22:35 | 2021-10-11 09:54
manifold | CFIHOS-30000308 | insulation type | CFIHOS-40000179 | [5 empty] | TERMINATED | CR0028 | 2017-02-13 22:35 | 2021-10-11 09:54 | 2021-10-11 09:54
manifold | CFIHOS-30000308 | lower limit design temperature | CFIHOS-40000503 |  |  | API Std 53:2018 |  |  | STANDARD | CR0031;FR60 | 2020-05-05 09:55 | 2021-10-11 09:54
manifold | CFIHOS-30000308 | normal operating temperature | CFIHOS-40000514 | CEL | FAH |  |  |  | STANDARD | CR0032 | 2017-02-13 22:35 | 2021-10-11 09:54
manifold | CFIHOS-30000308 | normal volume flow rate | CFIHOS-40000293 |  |  | API Std 53:2018 |  |  | STANDARD | CR0031;FR60 | 2020-05-05 09:55 | 2021-10-11 09:54
manifold | CFIHOS-30000308 | relief valve set pressure | CFIHOS-40000336 | [5 empty] | TERMINATED | CR0028 | 2017-02-13 22:35 | 2021-10-11 09:54 | 2021-10-11 09:54
manifold | CFIHOS-30000308 | upper limit design pressure | CFIHOS-40000535 | BRG | 64 | API Std 53:2018 |  |  | STANDARD | CR0031;CR0032;FR60 | 2017-02-13 22:35 | 2021-10-11 09:54
manifold | CFIHOS-30000308 | upper limit design temperature | CFIHOS-40000536 | CEL | FAH |  |  |  | STANDARD | CR0032 | 2017-02-13 22:35 | 2021-10-11 09:54
manual call point | CFIHOS-30000127 | explosion protection gas group | CFIHOS-40000110 |  |  | IEC 60529:2013 |  |  | STANDARD | V1.2 | 2017-02-13 22:35 | 2021-10-11 09:54
manual call point | CFIHOS-30000127 | explosion protection temperature class | CFIHOS-40000112 |  |  | IEC 60529:2013 |  |  | STANDARD | V1.2 | 2017-02-13 22:35 | 2021-10-11 09:54
manual call point | CFIHOS-30000127 | explosion protection zone | CFIHOS-40000113 |  |  | IEC 60529:2013 |  |  | STANDARD | V1.2 | 2017-02-13 22:35 | 2021-10-11 09:54
manual control switch | CFIHOS-30000128 | explosion protection gas group | CFIHOS-40000110 |  |  | IEC 60529:2013 |  |  | STANDARD | CR0002 | 2017-02-13 22:35 | 2021-10-11 09:54
manual control switch | CFIHOS-30000128 | explosion protection temperature class | CFIHOS-40000112 |  |  | IEC 60529:2013 |  |  | STANDARD | CR0002 | 2017-02-13 22:35 | 2021-10-11 09:54
manual control switch | CFIHOS-30000128 | explosion protection zone | CFIHOS-40000113 |  |  | IEC 60529:2013 |  |  | STANDARD | CR0002 | 2017-02-13 22:35 | 2021-10-11 09:54
manual valve | CFIHOS-30000649 | design specification | CFIHOS-40000487 | [5 empty] | STANDARD | CR0028 | 2019-05-14 09:39 | 2021-10-11 09:54
manual valve | CFIHOS-30000649 | failure action | CFIHOS-40000580 | [5 empty] | STANDARD | CR0028 | 2019-05-14 09:39 | 2021-10-11 09:54
manual valve | CFIHOS-30000649 | fluid name | CFIHOS-40000132 |  |  | ASME B31.3 - 2020;IEC 60537:1976 Withdrawn;ISO 14224:2016 |  |  | STANDARD | CR0028 | 2019-05-14 09:39 | 2021-10-11 09:54
manual valve | CFIHOS-30000649 | full opening valve | CFIHOS-40000584 |  |  | API Spec 6D:2014 |  |  | STANDARD | CR0028 | 2019-05-14 09:39 | 2021-10-11 09:54
manual valve | CFIHOS-30000649 | nominal diameter | CFIHOS-40000509 | MMT | INH | API Spec 6D:2014 |  |  | STANDARD | CR0028;CR0032 | 2019-05-14 09:39 | 2021-10-11 09:54
manual valve | CFIHOS-30000649 | normal operating pressure | CFIHOS-40000512 | BRG | 64 | IEC 60537:1976 Withdrawn;ISO 14224:2016 |  |  | STANDARD | CR0028;CR0032 | 2019-05-14 09:39 | 2021-10-11 09:54
manual valve | CFIHOS-30000649 | normal operating temperature | CFIHOS-40000514 | CEL | FAH | IEC 60537:1976 Withdrawn;ISO 14224:2016 |  |  | STANDARD | CR0028;CR0032 | 2019-05-14 09:39 | 2021-10-11 09:54
manual valve | CFIHOS-30000649 | piping class | CFIHOS-40000488 |  |  | API Spec 6D:2014 |  |  | STANDARD | CR0028 | 2019-05-14 09:39 | 2021-10-11 09:54
mechanical positioner | CFIHOS-30000438 | explosion protection gas group | CFIHOS-40000110 |  |  | IEC 60529:2013 |  |  | STANDARD | V1.2 | 2017-02-13 22:35 | 2021-10-11 09:54
mechanical positioner | CFIHOS-30000438 | explosion protection temperature class | CFIHOS-40000112 |  |  | IEC 60529:2013 |  |  | STANDARD | V1.2 | 2017-02-13 22:35 | 2021-10-11 09:54
mechanical positioner | CFIHOS-30000438 | explosion protection zone | CFIHOS-40000113 |  |  | IEC 60529:2013 |  |  | STANDARD | V1.2 | 2017-02-13 22:35 | 2021-10-11 09:54
mechanical switching device | CFIHOS-30000359 | explosion protection gas group | CFIHOS-40000110 |  |  | IEC 60529:2013 |  |  | TERMINATED | CR0002 | 2017-02-13 22:35 | 2021-10-11 09:54 | 2021-10-11 09:54
mechanical switching device | CFIHOS-30000359 | explosion protection temperature class | CFIHOS-40000112 |  |  | IEC 60529:2013 |  |  | TERMINATED | CR0002 | 2017-02-13 22:35 | 2021-10-11 09:54 | 2021-10-11 09:54
mechanical switching device | CFIHOS-30000359 | explosion protection zone | CFIHOS-40000113 |  |  | IEC 60529:2013 |  |  | TERMINATED | CR0002 | 2017-02-13 22:35 | 2021-10-11 09:54 | 2021-10-11 09:54
mixer | CFIHOS-30000543 | design specification | CFIHOS-40000487 |  |  | IEC 60529:2013 |  |  | TERMINATED | CR0031;FR60;FR74 | 2020-05-05 09:55 | 2021-10-11 09:54 | 2021-10-11 09:54
mixer | CFIHOS-30000543 | explosion protection gas group | CFIHOS-40000110 |  |  | IEC 60529:2013 |  |  | TERMINATED | CR0031;FR60;FR74 | 2017-02-13 22:35 | 2021-10-11 09:54 | 2021-10-11 09:54
mixer | CFIHOS-30000543 | explosion protection temperature class | CFIHOS-40000112 |  |  | IEC 60529:2013 |  |  | TERMINATED | CR0031;FR60;FR74 | 2017-02-13 22:35 | 2021-10-11 09:54 | 2021-10-11 09:54
mixer | CFIHOS-30000543 | explosion protection zone | CFIHOS-40000113 |  |  | IEC 60529:2013 |  |  | TERMINATED | CR0031;FR60;FR74 | 2017-02-13 22:35 | 2021-10-11 09:54 | 2021-10-11 09:54
mixer | CFIHOS-30000543 | lower limit design temperature | CFIHOS-40000503 |  |  | IEC 60529:2013 |  |  | TERMINATED | CR0031;FR60;FR74 | 2020-05-05 09:55 | 2021-10-11 09:54 | 2021-10-11 09:54
mixer | CFIHOS-30000543 | normal operating pressure | CFIHOS-40000512 | [5 empty] | TERMINATED | CR0028 | 2017-02-13 22:35 | 2021-10-11 09:54 | 2021-10-11 09:54
mixer | CFIHOS-30000543 | normal operating temperature | CFIHOS-40000514 | [5 empty] | TERMINATED | CR0028 | 2017-02-13 22:35 | 2021-10-11 09:54 | 2021-10-11 09:54
mixer | CFIHOS-30000543 | test medium | CFIHOS-40000412 | [5 empty] | TERMINATED | CR0028 | 2017-02-13 22:35 | 2021-10-11 09:54 | 2021-10-11 09:54
mixer | CFIHOS-30000543 | test pressure | CFIHOS-40000532 | [5 empty] | TERMINATED | CR0028 | 2017-02-13 22:35 | 2021-10-11 09:54 | 2021-10-11 09:54
mixer | CFIHOS-30000543 | upper limit design pressure | CFIHOS-40000535 |  |  | IEC 60529:2013 |  |  | TERMINATED | CR0031;FR60;FR74 | 2020-05-05 09:55 | 2021-10-11 09:54 | 2021-10-11 09:54
mixer | CFIHOS-30000543 | upper limit design temperature | CFIHOS-40000536 |  |  | IEC 60529:2013 |  |  | TERMINATED | CR0031;FR60;FR74 | 2020-05-05 09:55 | 2021-10-11 09:54 | 2021-10-11 09:54
motor control centre | CFIHOS-30000623 | explosion protection gas group | CFIHOS-40000110 | [5 empty] | STANDARD | CR0028 | 2019-05-14 09:39 | 2021-10-11 09:54
motor control centre | CFIHOS-30000623 | explosion protection temperature class | CFIHOS-40000112 | [5 empty] | STANDARD | CR0028 | 2019-05-14 09:39 | 2021-10-11 09:54
motor control centre | CFIHOS-30000623 | explosion protection zone | CFIHOS-40000113 | [5 empty] | STANDARD | CR0028 | 2019-05-14 09:39 | 2021-10-11 09:54
motor operated valve | CFIHOS-30000738 | communication protocol | CFIHOS-40000599 |  |  | IEC 60534-7:2010 |  |  | STANDARD | CR0028 | 2019-05-14 09:39 | 2021-10-11 09:54
motor operated valve | CFIHOS-30000738 | design specification | CFIHOS-40000487 | [5 empty] | STANDARD | CR0028 | 2019-05-14 09:39 | 2021-10-11 09:54
motor operated valve | CFIHOS-30000738 | explosion protection gas group | CFIHOS-40000110 | [5 empty] | STANDARD | CR0028 | 2019-05-14 09:39 | 2021-10-11 09:54
motor operated valve | CFIHOS-30000738 | explosion protection temperature class | CFIHOS-40000112 | [5 empty] | STANDARD | CR0028 | 2019-05-14 09:39 | 2021-10-11 09:54
motor operated valve | CFIHOS-30000738 | explosion protection zone | CFIHOS-40000113 | [5 empty] | STANDARD | CR0028 | 2019-05-14 09:39 | 2021-10-11 09:54
motor operated valve | CFIHOS-30000738 | failure action | CFIHOS-40000580 | [5 empty] | STANDARD | CR0028 | 2019-05-14 09:39 | 2021-10-11 09:54
motor operated valve | CFIHOS-30000738 | fluid name | CFIHOS-40000132 |  |  | ISO 14224:2016 |  |  | STANDARD | CR0028 | 2019-05-14 09:39 | 2021-10-11 09:54
motor operated valve | CFIHOS-30000738 | full opening valve | CFIHOS-40000584 |  |  | API Spec 6D:2014 |  |  | STANDARD | CR0028 | 2019-05-14 09:39 | 2021-10-11 09:54
motor operated valve | CFIHOS-30000738 | input signal range | CFIHOS-40000600 |  |  | IEC 60534-7:2010 |  |  | STANDARD | CR0028 | 2019-05-14 09:39 | 2021-10-11 09:54
motor operated valve | CFIHOS-30000738 | input signal type | CFIHOS-40000597 |  |  | IEC 60534-7:2010 |  |  | STANDARD | CR0028 | 2019-05-14 09:39 | 2021-10-11 09:54
motor operated valve | CFIHOS-30000738 | nominal diameter | CFIHOS-40000509 | MMT | INH | ISO 14224:2016 |  |  | STANDARD | CR0028;CR0032 | 2019-05-14 09:39 | 2021-10-11 09:54
motor operated valve | CFIHOS-30000738 | normal operating pressure | CFIHOS-40000512 | BRG | 64 | ISO 14224:2016 |  |  | STANDARD | CR0028;CR0032 | 2019-05-14 09:39 | 2021-10-11 09:54
motor operated valve | CFIHOS-30000738 | normal operating temperature | CFIHOS-40000514 | CEL | FAH | ISO 14224:2016 |  |  | STANDARD | CR0028;CR0032 | 2019-05-14 09:39 | 2021-10-11 09:54
motor operated valve | CFIHOS-30000738 | output signal range | CFIHOS-40000601 |  |  | IEC 60534-7:2010 |  |  | STANDARD | CR0028 | 2019-05-14 09:39 | 2021-10-11 09:54
motor operated valve | CFIHOS-30000738 | output signal type | CFIHOS-40000598 |  |  | IEC 60534-7:2010 |  |  | STANDARD | CR0028 | 2019-05-14 09:39 | 2021-10-11 09:54
motor operated valve | CFIHOS-30000738 | piping class | CFIHOS-40000488 |  |  | API Spec 6D:2014 |  |  | STANDARD | CR0028 | 2019-05-14 09:39 | 2021-10-11 09:54
motor operated valve | CFIHOS-30000738 | safety integrity level | CFIHOS-40000579 |  |  | ANSI/ISA-75.05.01-2019 |  |  | STANDARD | CR0028 | 2019-05-14 09:39 | 2021-10-11 09:54
multi property analyser | CFIHOS-30000137 | explosion protection gas group | CFIHOS-40000110 |  |  | IEC 60529:2013 |  |  | STANDARD | CR0002;FR60 | 2017-02-13 22:35 | 2021-10-11 09:54
multi property analyser | CFIHOS-30000137 | explosion protection temperature class | CFIHOS-40000112 |  |  | IEC 60529:2013 |  |  | STANDARD | CR0002;FR60 | 2017-02-13 22:35 | 2021-10-11 09:54
multi property analyser | CFIHOS-30000137 | explosion protection zone | CFIHOS-40000113 |  |  | IEC 60529:2013 |  |  | STANDARD | CR0002;FR60 | 2017-02-13 22:35 | 2021-10-11 09:54
multiphase meter | CFIHOS-30000688 | explosion protection gas group | CFIHOS-40000110 | [5 empty] | STANDARD | CR0028 | 2019-05-14 09:39 | 2021-10-11 09:54
multiphase meter | CFIHOS-30000688 | explosion protection temperature class | CFIHOS-40000112 | [5 empty] | STANDARD | CR0028 | 2019-05-14 09:39 | 2021-10-11 09:54
multiphase meter | CFIHOS-30000688 | explosion protection zone | CFIHOS-40000113 | [5 empty] | STANDARD | CR0028 | 2019-05-14 09:39 | 2021-10-11 09:54
multiple orifice on-off valve | CFIHOS-30000848 | actuation service | CFIHOS-40000638 |  |  | ISA-TR20.00.01-2007 |  |  | STANDARD | CR0029 | 2019-10-01 02:04 | 2021-10-11 09:54
multiple orifice on-off valve | CFIHOS-30000848 | communication protocol | CFIHOS-40000599 |  |  | IEC 60534-7:2010 |  |  | STANDARD | CR0029 | 2019-10-01 02:04 | 2021-10-11 09:54
multiple orifice on-off valve | CFIHOS-30000848 | design specification | CFIHOS-40000487 |  |  | IEC 60534-7:2010 |  |  | STANDARD | CR0029 | 2019-10-01 02:04 | 2021-10-11 09:54
multiple orifice on-off valve | CFIHOS-30000848 | explosion protection gas group | CFIHOS-40000110 | [5 empty] | STANDARD | CR0029 | 2019-10-01 02:04 | 2021-10-11 09:54
multiple orifice on-off valve | CFIHOS-30000848 | explosion protection temperature class | CFIHOS-40000112 | [5 empty] | STANDARD | CR0029 | 2019-10-01 02:04 | 2021-10-11 09:54
multiple orifice on-off valve | CFIHOS-30000848 | explosion protection zone | CFIHOS-40000113 | [5 empty] | STANDARD | CR0029 | 2019-10-01 02:04 | 2021-10-11 09:54
multiple orifice on-off valve | CFIHOS-30000848 | failure action | CFIHOS-40000580 |  |  | API Spec 6D:2014 |  |  | STANDARD | CR0029 | 2019-10-01 02:04 | 2021-10-11 09:54
multiple orifice on-off valve | CFIHOS-30000848 | fire safe | CFIHOS-40000585 | [5 empty] | STANDARD | CR0029 | 2019-10-01 02:04 | 2021-10-11 09:54
multiple orifice on-off valve | CFIHOS-30000848 | fluid name | CFIHOS-40000132 |  |  | IEC 60537:1976 Withdrawn;ISA-TR20.00.01-2007;ISO 14224:2016 |  |  | STANDARD | CR0029 | 2019-10-01 02:04 | 2021-10-11 09:54
multiple orifice on-off valve | CFIHOS-30000848 | full opening valve | CFIHOS-40000584 |  |  | ANSI/ISA-75.05.01-2019 |  |  | STANDARD | CR0029 | 2019-10-01 02:04 | 2021-10-11 09:54
multiple orifice on-off valve | CFIHOS-30000848 | input signal range | CFIHOS-40000600 | [5 empty] | STANDARD | CR0029 | 2019-10-01 02:04 | 2021-10-11 09:54
multiple orifice on-off valve | CFIHOS-30000848 | input signal type | CFIHOS-40000597 |  |  | IEC 60534-7:2010 |  |  | STANDARD | CR0029 | 2019-10-01 02:04 | 2021-10-11 09:54
multiple orifice on-off valve | CFIHOS-30000848 | nominal diameter | CFIHOS-40000509 |  |  | API Spec 6D:2014 |  |  | STANDARD | CR0029 | 2019-10-01 02:04 | 2021-10-11 09:54
multiple orifice on-off valve | CFIHOS-30000848 | normal operating pressure | CFIHOS-40000512 |  |  | API Spec 6D:2014;ISA-TR20.00.01-2007;ISO 14224:2016 |  |  | STANDARD | CR0029 | 2019-10-01 02:04 | 2021-10-11 09:54
multiple orifice on-off valve | CFIHOS-30000848 | normal operating temperature | CFIHOS-40000514 |  |  | ISO 14224:2016;ANSI/ISA-75.05.01-2019;IEC 60537:1976 Withdrawn |  |  | STANDARD | CR0029 | 2019-10-01 02:04 | 2021-10-11 09:54
multiple orifice on-off valve | CFIHOS-30000848 | output signal range | CFIHOS-40000601 | [5 empty] | STANDARD | CR0029 | 2019-10-01 02:04 | 2021-10-11 09:54
multiple orifice on-off valve | CFIHOS-30000848 | output signal type | CFIHOS-40000598 |  |  | IEC 60534-7:2010 |  |  | STANDARD | CR0029 | 2019-10-01 02:04 | 2021-10-11 09:54
multiple orifice on-off valve | CFIHOS-30000848 | piping class | CFIHOS-40000488 |  |  | API Spec 6D:2014 |  |  | STANDARD | CR0029 | 2019-10-01 02:04 | 2021-10-11 09:54
multiple orifice on-off valve | CFIHOS-30000848 | safety integrity level | CFIHOS-40000579 |  |  | IEC 60534-7:2010 |  |  | STANDARD | CR0029 | 2019-10-01 02:04 | 2021-10-11 09:54
multiport on-off valve | CFIHOS-30000849 | actuation service | CFIHOS-40000638 |  |  | ISA-TR20.00.01-2007 |  |  | STANDARD | CR0029 | 2019-10-01 02:04 | 2021-10-11 09:54
multiport on-off valve | CFIHOS-30000849 | communication protocol | CFIHOS-40000599 |  |  | IEC 60534-7:2010 |  |  | STANDARD | CR0029 | 2019-10-01 02:04 | 2021-10-11 09:54
multiport on-off valve | CFIHOS-30000849 | design specification | CFIHOS-40000487 |  |  | IEC 60534-7:2010 |  |  | STANDARD | CR0029 | 2019-10-01 02:04 | 2021-10-11 09:54
multiport on-off valve | CFIHOS-30000849 | explosion protection gas group | CFIHOS-40000110 | [5 empty] | STANDARD | CR0029 | 2019-10-01 02:04 | 2021-10-11 09:54
multiport on-off valve | CFIHOS-30000849 | explosion protection temperature class | CFIHOS-40000112 | [5 empty] | STANDARD | CR0029 | 2019-10-01 02:04 | 2021-10-11 09:54
multiport on-off valve | CFIHOS-30000849 | explosion protection zone | CFIHOS-40000113 | [5 empty] | STANDARD | CR0029 | 2019-10-01 02:04 | 2021-10-11 09:54
multiport on-off valve | CFIHOS-30000849 | failure action | CFIHOS-40000580 |  |  | API Spec 6D:2014 |  |  | STANDARD | CR0029 | 2019-10-01 02:04 | 2021-10-11 09:54
multiport on-off valve | CFIHOS-30000849 | fire safe | CFIHOS-40000585 | [5 empty] | STANDARD | CR0029 | 2019-10-01 02:04 | 2021-10-11 09:54
multiport on-off valve | CFIHOS-30000849 | fluid name | CFIHOS-40000132 |  |  | IEC 60537:1976 Withdrawn;ISA-TR20.00.01-2007;ISO 14224:2016 |  |  | STANDARD | CR0029 | 2019-10-01 02:04 | 2021-10-11 09:54
multiport on-off valve | CFIHOS-30000849 | full opening valve | CFIHOS-40000584 |  |  | ANSI/ISA-75.05.01-2019 |  |  | STANDARD | CR0029 | 2019-10-01 02:04 | 2021-10-11 09:54
multiport on-off valve | CFIHOS-30000849 | input signal range | CFIHOS-40000600 | [5 empty] | STANDARD | CR0029 | 2019-10-01 02:04 | 2021-10-11 09:54
multiport on-off valve | CFIHOS-30000849 | input signal type | CFIHOS-40000597 |  |  | IEC 60534-7:2010 |  |  | STANDARD | CR0029 | 2019-10-01 02:04 | 2021-10-11 09:54
multiport on-off valve | CFIHOS-30000849 | nominal diameter | CFIHOS-40000509 |  |  | API Spec 6D:2014 |  |  | STANDARD | CR0029 | 2019-10-01 02:04 | 2021-10-11 09:54
multiport on-off valve | CFIHOS-30000849 | normal operating pressure | CFIHOS-40000512 |  |  | API Spec 6D:2014;ISA-TR20.00.01-2007;ISO 14224:2016 |  |  | STANDARD | CR0029 | 2019-10-01 02:04 | 2021-10-11 09:54
multiport on-off valve | CFIHOS-30000849 | normal operating temperature | CFIHOS-40000514 |  |  | ISO 14224:2016;ANSI/ISA-75.05.01-2019;IEC 60537:1976 Withdrawn |  |  | STANDARD | CR0029 | 2019-10-01 02:04 | 2021-10-11 09:54
multiport on-off valve | CFIHOS-30000849 | output signal range | CFIHOS-40000601 | [5 empty] | STANDARD | CR0029 | 2019-10-01 02:04 | 2021-10-11 09:54
multiport on-off valve | CFIHOS-30000849 | output signal type | CFIHOS-40000598 |  |  | IEC 60534-7:2010 |  |  | STANDARD | CR0029 | 2019-10-01 02:04 | 2021-10-11 09:54
multiport on-off valve | CFIHOS-30000849 | piping class | CFIHOS-40000488 |  |  | API Spec 6D:2014 |  |  | STANDARD | CR0029 | 2019-10-01 02:04 | 2021-10-11 09:54
multiport on-off valve | CFIHOS-30000849 | safety integrity level | CFIHOS-40000579 |  |  | IEC 60534-7:2010 |  |  | STANDARD | CR0029 | 2019-10-01 02:04 | 2021-10-11 09:54
multiport valve | CFIHOS-30000850 | design specification | CFIHOS-40000487 | [5 empty] | STANDARD | CR0029 | 2019-10-01 02:04 | 2021-10-11 09:54
multiport valve | CFIHOS-30000850 | failure action | CFIHOS-40000580 | [5 empty] | STANDARD | CR0029 | 2019-10-01 02:04 | 2021-10-11 09:54
multiport valve | CFIHOS-30000850 | fluid name | CFIHOS-40000132 |  |  | ASME B31.3 - 2020;IEC 60537:1976 Withdrawn;ISO 14224:2016 |  |  | STANDARD | CR0029;FR60 | 2019-10-01 02:04 | 2021-10-11 09:54
multiport valve | CFIHOS-30000850 | full opening valve | CFIHOS-40000584 |  |  | API Spec 6D:2014 |  |  | STANDARD | CR0029;FR60 | 2019-10-01 02:04 | 2021-10-11 09:54
multiport valve | CFIHOS-30000850 | nominal diameter | CFIHOS-40000509 | MMT | INH | API Spec 6D:2014 |  |  | STANDARD | CR0029;CR0032;FR60 | 2019-10-01 02:04 | 2021-10-11 09:54
multiport valve | CFIHOS-30000850 | normal operating pressure | CFIHOS-40000512 | BRG | 64 | IEC 60537:1976 Withdrawn;ISO 14224:2016 |  |  | STANDARD | CR0029;CR0032;FR60 | 2019-10-01 02:04 | 2021-10-11 09:54
multiport valve | CFIHOS-30000850 | normal operating temperature | CFIHOS-40000514 | CEL | FAH | IEC 60537:1976 Withdrawn;ISO 14224:2016 |  |  | STANDARD | CR0029;CR0032;FR60 | 2019-10-01 02:04 | 2021-10-11 09:54
multiport valve | CFIHOS-30000850 | piping class | CFIHOS-40000488 |  |  | API Spec 6D:2014 |  |  | STANDARD | CR0029;FR60 | 2019-10-01 02:04 | 2021-10-11 09:54
needle control valve | CFIHOS-30000851 | actuation service | CFIHOS-40000638 |  |  | ISA-TR20.00.01-2007 |  |  | STANDARD | CR0029;FR60 | 2019-10-01 02:04 | 2021-10-11 09:54
needle control valve | CFIHOS-30000851 | communication protocol | CFIHOS-40000599 |  |  | IEC 60534-7:2010 |  |  | STANDARD | CR0029;FR60 | 2019-10-01 02:04 | 2021-10-11 09:54
needle control valve | CFIHOS-30000851 | design specification | CFIHOS-40000487 |  |  | IEC 60534-7:2010 |  |  | STANDARD | CR0029;FR60 | 2019-10-01 02:04 | 2021-10-11 09:54
needle control valve | CFIHOS-30000851 | explosion protection gas group | CFIHOS-40000110 | [5 empty] | STANDARD | CR0029 | 2019-10-01 02:04 | 2021-10-11 09:54
needle control valve | CFIHOS-30000851 | explosion protection temperature class | CFIHOS-40000112 | [5 empty] | STANDARD | CR0029 | 2019-10-01 02:04 | 2021-10-11 09:54
needle control valve | CFIHOS-30000851 | explosion protection zone | CFIHOS-40000113 | [5 empty] | STANDARD | CR0029 | 2019-10-01 02:04 | 2021-10-11 09:54
needle control valve | CFIHOS-30000851 | failure action | CFIHOS-40000580 |  |  | API Spec 6D:2014 |  |  | STANDARD | CR0029;FR60 | 2019-10-01 02:04 | 2021-10-11 09:54
needle control valve | CFIHOS-30000851 | fire safe | CFIHOS-40000585 | [5 empty] | STANDARD | CR0029 | 2019-10-01 02:04 | 2021-10-11 09:54
needle control valve | CFIHOS-30000851 | fluid name | CFIHOS-40000132 |  |  | IEC 60537:1976 Withdrawn;ISA-TR20.00.01-2007;ISO 14224:2016 |  |  | STANDARD | CR0029;FR60 | 2019-10-01 02:04 | 2021-10-11 09:54
needle control valve | CFIHOS-30000851 | full opening valve | CFIHOS-40000584 |  |  | ANSI/ISA-75.05.01-2019 |  |  | STANDARD | CR0029;FR60 | 2019-10-01 02:04 | 2021-10-11 09:54
needle control valve | CFIHOS-30000851 | input signal range | CFIHOS-40000600 | [5 empty] | STANDARD | CR0029 | 2019-10-01 02:04 | 2021-10-11 09:54
needle control valve | CFIHOS-30000851 | input signal type | CFIHOS-40000597 |  |  | IEC 60534-7:2010 |  |  | STANDARD | CR0029;FR60 | 2019-10-01 02:04 | 2021-10-11 09:54
needle control valve | CFIHOS-30000851 | nominal diameter | CFIHOS-40000509 | MMT | INH | API Spec 6D:2014 |  |  | STANDARD | CR0029;CR0032;FR60 | 2019-10-01 02:04 | 2021-10-11 09:54
needle control valve | CFIHOS-30000851 | normal operating pressure | CFIHOS-40000512 | BRG | 64 | API Spec 6D:2014;ISA-TR20.00.01-2007;ISO 14224:2016 |  |  | STANDARD | CR0029;CR0032;FR60 | 2019-10-01 02:04 | 2021-10-11 09:54
needle control valve | CFIHOS-30000851 | normal operating temperature | CFIHOS-40000514 | CEL | FAH | ISO 14224:2016;ANSI/ISA-75.05.01-2019;IEC 60537:1976 Withdrawn |  |  | STANDARD | CR0029;CR0032;FR60 | 2019-10-01 02:04 | 2021-10-11 09:54
needle control valve | CFIHOS-30000851 | output signal range | CFIHOS-40000601 | [5 empty] | STANDARD | CR0029 | 2019-10-01 02:04 | 2021-10-11 09:54
needle control valve | CFIHOS-30000851 | output signal type | CFIHOS-40000598 |  |  | IEC 60534-7:2010 |  |  | STANDARD | CR0029;FR60 | 2019-10-01 02:04 | 2021-10-11 09:54
needle control valve | CFIHOS-30000851 | piping class | CFIHOS-40000488 |  |  | API Spec 6D:2014 |  |  | STANDARD | CR0029;FR60 | 2019-10-01 02:04 | 2021-10-11 09:54
needle control valve | CFIHOS-30000851 | safety integrity level | CFIHOS-40000579 |  |  | IEC 60534-7:2010 |  |  | STANDARD | CR0029;FR60 | 2019-10-01 02:04 | 2021-10-11 09:54
needle valve | CFIHOS-30000852 | design specification | CFIHOS-40000487 | [5 empty] | STANDARD | CR0029 | 2019-10-01 02:04 | 2021-10-11 09:54
needle valve | CFIHOS-30000852 | failure action | CFIHOS-40000580 | [5 empty] | STANDARD | CR0029 | 2019-10-01 02:04 | 2021-10-11 09:54
needle valve | CFIHOS-30000852 | fluid name | CFIHOS-40000132 |  |  | ASME B31.3 - 2020;IEC 60537:1976 Withdrawn;ISO 14224:2016 |  |  | STANDARD | CR0029;FR60 | 2019-10-01 02:04 | 2021-10-11 09:54
needle valve | CFIHOS-30000852 | full opening valve | CFIHOS-40000584 |  |  | API Spec 6D:2014 |  |  | STANDARD | CR0029;FR60 | 2019-10-01 02:04 | 2021-10-11 09:54
needle valve | CFIHOS-30000852 | nominal diameter | CFIHOS-40000509 | MMT | INH | API Spec 6D:2014 |  |  | STANDARD | CR0029;CR0032;FR60 | 2019-10-01 02:04 | 2021-10-11 09:54
needle valve | CFIHOS-30000852 | normal operating pressure | CFIHOS-40000512 | BRG | 64 | IEC 60537:1976 Withdrawn;ISO 14224:2016 |  |  | STANDARD | CR0029;CR0032;FR60 | 2019-10-01 02:04 | 2021-10-11 09:54
needle valve | CFIHOS-30000852 | normal operating temperature | CFIHOS-40000514 | CEL | FAH | IEC 60537:1976 Withdrawn;ISO 14224:2016 |  |  | STANDARD | CR0029;CR0032;FR60 | 2019-10-01 02:04 | 2021-10-11 09:54
needle valve | CFIHOS-30000852 | piping class | CFIHOS-40000488 |  |  | API Spec 6D:2014 |  |  | STANDARD | CR0029;FR60 | 2019-10-01 02:04 | 2021-10-11 09:54
NRA choke valve | CFIHOS-30000143 | fluid name | CFIHOS-40000132 |  |  | ISO 14224:2016 |  |  | TERMINATED | CR0002 | 2017-02-13 22:35 | 2021-10-11 09:54 | 2021-10-11 09:54
NRA choke valve | CFIHOS-30000143 | normal operating pressure | CFIHOS-40000512 |  |  | ISO 14224:2016 |  |  | TERMINATED | CR0002 | 2017-02-13 22:35 | 2021-10-11 09:54 | 2021-10-11 09:54
NRA choke valve | CFIHOS-30000143 | normal operating temperature | CFIHOS-40000514 |  |  | ISO 14224:2016 |  |  | TERMINATED | CR0002 | 2017-02-13 22:35 | 2021-10-11 09:54 | 2021-10-11 09:54
NRA choke valve | CFIHOS-30000143 | upper limit design pressure | CFIHOS-40000535 | [5 empty] | TERMINATED | CR0002 | 2017-02-13 22:35 | 2021-10-11 09:54 | 2021-10-11 09:54
NRA choke valve | CFIHOS-30000143 | upper limit design temperature | CFIHOS-40000536 | [5 empty] | TERMINATED | CR0002 | 2017-02-13 22:35 | 2021-10-11 09:54 | 2021-10-11 09:54
NRM choke valve | CFIHOS-30000154 | fluid name | CFIHOS-40000132 |  |  | ISO 14224:2016 |  |  | TERMINATED | CR0002 | 2017-02-13 22:35 | 2021-10-11 09:54 | 2021-10-11 09:54
NRM choke valve | CFIHOS-30000154 | normal operating inlet pressure | CFIHOS-40000511 |  |  | ISO 14224:2016 |  |  | TERMINATED | CR0002 | 2017-02-13 22:35 | 2021-10-11 09:54 | 2021-10-11 09:54
NRM choke valve | CFIHOS-30000154 | normal operating temperature | CFIHOS-40000514 |  |  | ISO 14224:2016 |  |  | TERMINATED | CR0002 | 2017-02-13 22:35 | 2021-10-11 09:54 | 2021-10-11 09:54
oil circuit-breaker | CFIHOS-30000854 | breaking capacity | CFIHOS-40000029 | AMP | AMP |  |  |  | STANDARD | CR0029;CR0032 | 2019-10-01 02:04 | 2021-10-11 09:54
oil circuit-breaker | CFIHOS-30000854 | explosion protection gas group | CFIHOS-40000110 | [5 empty] | STANDARD | CR0029 | 2019-10-01 02:04 | 2021-10-11 09:54
oil circuit-breaker | CFIHOS-30000854 | explosion protection temperature class | CFIHOS-40000112 | [5 empty] | STANDARD | CR0029 | 2019-10-01 02:04 | 2021-10-11 09:54
oil circuit-breaker | CFIHOS-30000854 | explosion protection zone | CFIHOS-40000113 | [5 empty] | STANDARD | CR0029 | 2019-10-01 02:04 | 2021-10-11 09:54
oil circuit-breaker | CFIHOS-30000854 | nominal current | CFIHOS-40000241 | AMP | AMP |  |  |  | STANDARD | CR0029;CR0032 | 2019-10-01 02:04 | 2021-10-11 09:54
oil circuit-breaker | CFIHOS-30000854 | number of electrical phases | CFIHOS-40000302 | [5 empty] | STANDARD | CR0029 | 2019-10-01 02:04 | 2021-10-11 09:54
oil circuit-breaker | CFIHOS-30000854 | operating voltage | CFIHOS-40000603 | [5 empty] | STANDARD | CR0029 | 2019-10-01 02:04 | 2021-10-11 09:54
oil circuit-breaker | CFIHOS-30000854 | rated current | CFIHOS-40000521 | AMP | AMP |  |  |  | STANDARD | CR0029;CR0032 | 2019-10-01 02:04 | 2021-10-11 09:54
oil circuit-breaker | CFIHOS-30000854 | rated frequency | CFIHOS-40000522 | HTZ | HTZ |  |  |  | STANDARD | CR0029;CR0032 | 2019-10-01 02:04 | 2021-10-11 09:54
oil circuit-breaker | CFIHOS-30000854 | rated short circuit current | CFIHOS-40000331 | B22 | B22 |  |  |  | STANDARD | CR0029;CR0032 | 2019-10-01 02:04 | 2021-10-11 09:54
oil circuit-breaker | CFIHOS-30000854 | rated voltage | CFIHOS-40000528 | VLT | VLT |  |  |  | STANDARD | CR0029;CR0032 | 2019-10-01 02:04 | 2021-10-11 09:54
oil mist detector | CFIHOS-30000689 | explosion protection gas group | CFIHOS-40000110 | [5 empty] | STANDARD | CR0028 | 2019-05-14 09:39 | 2021-10-11 09:54
oil mist detector | CFIHOS-30000689 | explosion protection temperature class | CFIHOS-40000112 | [5 empty] | STANDARD | CR0028 | 2019-05-14 09:39 | 2021-10-11 09:54
oil mist detector | CFIHOS-30000689 | explosion protection zone | CFIHOS-40000113 | [5 empty] | STANDARD | CR0028 | 2019-05-14 09:39 | 2021-10-11 09:54
oil mist detector | CFIHOS-30000689 | safety integrity level | CFIHOS-40000579 | [5 empty] | STANDARD | CR0028 | 2019-05-14 09:39 | 2021-10-11 09:54
on-off valve | CFIHOS-30000651 | communication protocol | CFIHOS-40000599 |  |  | IEC 60534-7:2010 |  |  | TERMINATED | CR0028;CR0032 | 2019-05-14 09:39 | 2021-10-11 09:54 | 2021-10-11 09:54
on-off valve | CFIHOS-30000651 | design specification | CFIHOS-40000487 | [5 empty] | TERMINATED | CR0028;CR0032 | 2019-05-14 09:39 | 2021-10-11 09:54 | 2021-10-11 09:54
on-off valve | CFIHOS-30000651 | explosion protection gas group | CFIHOS-40000110 | [5 empty] | TERMINATED | CR0028;CR0032 | 2019-05-14 09:39 | 2021-10-11 09:54 | 2021-10-11 09:54
on-off valve | CFIHOS-30000651 | explosion protection temperature class | CFIHOS-40000112 | [5 empty] | TERMINATED | CR0028;CR0032 | 2019-05-14 09:39 | 2021-10-11 09:54 | 2021-10-11 09:54
on-off valve | CFIHOS-30000651 | explosion protection zone | CFIHOS-40000113 | [5 empty] | TERMINATED | CR0028;CR0032 | 2019-05-14 09:39 | 2021-10-11 09:54 | 2021-10-11 09:54
on-off valve | CFIHOS-30000651 | failure action | CFIHOS-40000580 |  |  | IEC 60537:1976 Withdrawn;ISO 14224:2016 |  |  | TERMINATED | CR0028;CR0032 | 2019-05-14 09:39 | 2021-10-11 09:54 | 2021-10-11 09:54
on-off valve | CFIHOS-30000651 | fire safe | CFIHOS-40000585 |  |  | API Spec 6D:2014 |  |  | TERMINATED | CR0028;CR0032 | 2019-05-14 09:39 | 2021-10-11 09:54 | 2021-10-11 09:54
on-off valve | CFIHOS-30000651 | fluid name | CFIHOS-40000132 |  |  | ASME B31.3 - 2020;IEC 60537:1976 Withdrawn;ISO 14224:2016 |  |  | TERMINATED | CR0028;CR0032 | 2019-05-14 09:39 | 2021-10-11 09:54 | 2021-10-11 09:54
on-off valve | CFIHOS-30000651 | full opening valve | CFIHOS-40000584 |  |  | API Spec 6D:2014 |  |  | TERMINATED | CR0028;CR0032 | 2019-05-14 09:39 | 2021-10-11 09:54 | 2021-10-11 09:54
on-off valve | CFIHOS-30000651 | input signal range | CFIHOS-40000600 |  |  | IEC 60534-7:2010 |  |  | TERMINATED | CR0028;CR0032 | 2019-05-14 09:39 | 2021-10-11 09:54 | 2021-10-11 09:54
on-off valve | CFIHOS-30000651 | input signal type | CFIHOS-40000597 |  |  | IEC 60534-7:2010 |  |  | TERMINATED | CR0028;CR0032 | 2019-05-14 09:39 | 2021-10-11 09:54 | 2021-10-11 09:54
on-off valve | CFIHOS-30000651 | nominal diameter | CFIHOS-40000509 | MMT | INH | API Spec 6D:2014 |  |  | TERMINATED | CR0028;CR0032 | 2019-05-14 09:39 | 2021-10-11 09:54 | 2021-10-11 09:54
on-off valve | CFIHOS-30000651 | normal operating pressure | CFIHOS-40000512 | BRG | 64 | IEC 60537:1976 Withdrawn;ISO 14224:2016 |  |  | TERMINATED | CR0028;CR0032 | 2019-05-14 09:39 | 2021-10-11 09:54 | 2021-10-11 09:54
on-off valve | CFIHOS-30000651 | normal operating temperature | CFIHOS-40000514 | CEL | FAH | IEC 60537:1976 Withdrawn;ISO 14224:2016 |  |  | TERMINATED | CR0028;CR0032 | 2019-05-14 09:39 | 2021-10-11 09:54 | 2021-10-11 09:54
on-off valve | CFIHOS-30000651 | output signal range | CFIHOS-40000601 |  |  | IEC 60534-7:2010 |  |  | TERMINATED | CR0028;CR0032 | 2019-05-14 09:39 | 2021-10-11 09:54 | 2021-10-11 09:54
on-off valve | CFIHOS-30000651 | output signal type | CFIHOS-40000598 |  |  | IEC 60534-7:2010 |  |  | TERMINATED | CR0028;CR0032 | 2019-05-14 09:39 | 2021-10-11 09:54 | 2021-10-11 09:54
on-off valve | CFIHOS-30000651 | piping class | CFIHOS-40000488 |  |  | API Spec 6D:2014 |  |  | TERMINATED | CR0028;CR0032 | 2019-05-14 09:39 | 2021-10-11 09:54 | 2021-10-11 09:54
on-off valve | CFIHOS-30000651 | safety integrity level | CFIHOS-40000579 |  |  | ANSI/ISA-75.05.01-2019 |  |  | TERMINATED | CR0028;CR0032 | 2019-05-14 09:39 | 2021-10-11 09:54 | 2021-10-11 09:54
optical beacon | CFIHOS-30000164 | explosion protection gas group | CFIHOS-40000110 | [5 empty] | TERMINATED | CR0028 | 2017-02-13 22:35 | 2021-10-11 09:54 | 2021-10-11 09:54
optical beacon | CFIHOS-30000164 | explosion protection temperature class | CFIHOS-40000112 | [5 empty] | TERMINATED | CR0028 | 2017-02-13 22:35 | 2021-10-11 09:54 | 2021-10-11 09:54
optical beacon | CFIHOS-30000164 | explosion protection zone | CFIHOS-40000113 | [5 empty] | TERMINATED | CR0028 | 2017-02-13 22:35 | 2021-10-11 09:54 | 2021-10-11 09:54
ORP element | CFIHOS-30000229 | explosion protection gas group | CFIHOS-40000110 |  |  | IEC 60529:2013 |  |  | TERMINATED | CR0002 | 2017-02-13 22:35 | 2021-10-11 09:54 | 2021-10-11 09:54
ORP element | CFIHOS-30000229 | explosion protection temperature class | CFIHOS-40000112 |  |  | IEC 60529:2013 |  |  | TERMINATED | CR0002 | 2017-02-13 22:35 | 2021-10-11 09:54 | 2021-10-11 09:54
ORP element | CFIHOS-30000229 | explosion protection zone | CFIHOS-40000113 |  |  | IEC 60529:2013 |  |  | TERMINATED | CR0002 | 2017-02-13 22:35 | 2021-10-11 09:54 | 2021-10-11 09:54
oxidation reduction potential element | CFIHOS-30000855 | explosion protection gas group | CFIHOS-40000110 |  |  | IEC 60529:2013 |  |  | STANDARD | CR0029;FR60 | 2019-10-01 02:04 | 2021-10-11 09:54
oxidation reduction potential element | CFIHOS-30000855 | explosion protection temperature class | CFIHOS-40000112 |  |  | IEC 60529:2013 |  |  | STANDARD | CR0029;FR60 | 2019-10-01 02:04 | 2021-10-11 09:54
oxidation reduction potential element | CFIHOS-30000855 | explosion protection zone | CFIHOS-40000113 |  |  | IEC 60529:2013 |  |  | STANDARD | CR0029;FR60 | 2019-10-01 02:04 | 2021-10-11 09:54
oxidation reduction potential element | CFIHOS-30000855 | fluid name | CFIHOS-40000132 | [5 empty] | STANDARD | CR0029 | 2019-10-01 02:04 | 2021-10-11 09:54
PABX | CFIHOS-30000167 | explosion protection gas group | CFIHOS-40000110 | [5 empty] | TERMINATED | CR0028 | 2019-05-14 09:39 | 2021-10-11 09:54 | 2021-10-11 09:54
PABX | CFIHOS-30000167 | explosion protection temperature class | CFIHOS-40000112 | [5 empty] | TERMINATED | CR0028 | 2019-05-14 09:39 | 2021-10-11 09:54 | 2021-10-11 09:54
PABX | CFIHOS-30000167 | explosion protection zone | CFIHOS-40000113 | [5 empty] | TERMINATED | CR0028 | 2019-05-14 09:39 | 2021-10-11 09:54 | 2021-10-11 09:54
pager | CFIHOS-30000170 | explosion protection gas group | CFIHOS-40000110 |  |  | IEC 60529:2013 |  |  | STANDARD | V1.2 | 2017-02-13 22:35 | 2021-10-11 09:54
pager | CFIHOS-30000170 | explosion protection temperature class | CFIHOS-40000112 |  |  | IEC 60529:2013 |  |  | STANDARD | V1.2 | 2017-02-13 22:35 | 2021-10-11 09:54
pager | CFIHOS-30000170 | explosion protection zone | CFIHOS-40000113 |  |  | IEC 60529:2013 |  |  | STANDARD | V1.2 | 2017-02-13 22:35 | 2021-10-11 09:54
petrol engine | CFIHOS-30000544 | direction of rotation | CFIHOS-40000075 | [5 empty] | STANDARD | CR0029 | 2019-10-01 02:04 | 2021-10-11 09:54
petrol engine | CFIHOS-30000544 | explosion protection gas group | CFIHOS-40000110 |  |  | IEC 60529:2013 |  |  | STANDARD | CR0009;FR60 | 2017-02-13 22:35 | 2021-10-11 09:54
petrol engine | CFIHOS-30000544 | explosion protection temperature class | CFIHOS-40000112 |  |  | IEC 60529:2013 |  |  | STANDARD | CR0009;FR60 | 2017-02-13 22:35 | 2021-10-11 09:54
petrol engine | CFIHOS-30000544 | explosion protection zone | CFIHOS-40000113 |  |  | IEC 60529:2013 |  |  | STANDARD | CR0009;FR60 | 2017-02-13 22:35 | 2021-10-11 09:54
petrol engine | CFIHOS-30000544 | fuel type | CFIHOS-40000135 | [5 empty] | STANDARD | CR0029 | 2019-10-01 02:04 | 2021-10-11 09:54
petrol engine | CFIHOS-30000544 | lower limit operating temperature | CFIHOS-40000504 | [5 empty] | TERMINATED | CR0009 | 2017-02-13 22:35 | 2021-10-11 09:54 | 2021-10-11 09:54
petrol engine | CFIHOS-30000544 | normal operating rotational speed | CFIHOS-40000283 | RPM | RPM |  |  |  | STANDARD | CR0029;CR0032 | 2019-10-01 02:04 | 2021-10-11 09:54
petrol engine | CFIHOS-30000544 | normal operating temperature | CFIHOS-40000514 | [5 empty] | TERMINATED | CR0009 | 2017-02-13 22:35 | 2021-10-11 09:54 | 2021-10-11 09:54
petrol engine | CFIHOS-30000544 | operation continuous intermittent | CFIHOS-40000309 | [5 empty] | STANDARD | CR0029 | 2019-10-01 02:04 | 2021-10-11 09:54
petrol engine | CFIHOS-30000544 | rated output power | CFIHOS-40000523 |  |  | ISO 14224:2016 |  |  | TERMINATED | CR0009 | 2017-02-13 22:35 | 2021-10-11 09:54 | 2021-10-11 09:54
petrol engine | CFIHOS-30000544 | rated speed | CFIHOS-40000332 |  |  | ISO 14224:2016 |  |  | TERMINATED | CR0009 | 2017-02-13 22:35 | 2021-10-11 09:54 | 2021-10-11 09:54
petrol engine | CFIHOS-30000544 | upper limit operating temperature | CFIHOS-40000538 | [5 empty] | TERMINATED | CR0009 | 2017-02-13 22:35 | 2021-10-11 09:54 | 2021-10-11 09:54
pH analyser | CFIHOS-30000440 | explosion protection gas group | CFIHOS-40000110 |  |  | IEC 60529:2013 |  |  | STANDARD | CR0002;FR60 | 2017-02-13 22:35 | 2021-10-11 09:54
pH analyser | CFIHOS-30000440 | explosion protection temperature class | CFIHOS-40000112 |  |  | IEC 60529:2013 |  |  | STANDARD | CR0002;FR60 | 2017-02-13 22:35 | 2021-10-11 09:54
pH analyser | CFIHOS-30000440 | explosion protection zone | CFIHOS-40000113 |  |  | IEC 60529:2013 |  |  | STANDARD | CR0002;FR60 | 2017-02-13 22:35 | 2021-10-11 09:54
pH element | CFIHOS-30000173 | explosion protection gas group | CFIHOS-40000110 |  |  | IEC 60529:2013 |  |  | STANDARD | CR0002;FR60 | 2017-02-13 22:35 | 2021-10-11 09:54
pH element | CFIHOS-30000173 | explosion protection temperature class | CFIHOS-40000112 |  |  | IEC 60529:2013 |  |  | STANDARD | CR0002;FR60 | 2017-02-13 22:35 | 2021-10-11 09:54
pH element | CFIHOS-30000173 | explosion protection zone | CFIHOS-40000113 |  |  | IEC 60529:2013 |  |  | STANDARD | CR0002;FR60 | 2017-02-13 22:35 | 2021-10-11 09:54
pH element | CFIHOS-30000173 | fluid name | CFIHOS-40000132 | [5 empty] | STANDARD | CR0029 | 2019-10-01 02:04 | 2021-10-11 09:54
pig detector | CFIHOS-30000441 | explosion protection gas group | CFIHOS-40000110 | [5 empty] | STANDARD | CR0028 | 2019-05-14 09:39 | 2021-10-11 09:54
pig detector | CFIHOS-30000441 | explosion protection temperature class | CFIHOS-40000112 | [5 empty] | STANDARD | CR0028 | 2019-05-14 09:39 | 2021-10-11 09:54
pig detector | CFIHOS-30000441 | explosion protection zone | CFIHOS-40000113 | [5 empty] | STANDARD | CR0028 | 2019-05-14 09:39 | 2021-10-11 09:54
pig detector | CFIHOS-30000441 | safety integrity level | CFIHOS-40000579 | [5 empty] | STANDARD | CR0028 | 2019-05-14 09:39 | 2021-10-11 09:54
pig launcher | CFIHOS-30000175 | fluid name | CFIHOS-40000132 | [5 empty] | STANDARD | V1.2 | 2017-02-13 22:35 | 2021-10-11 09:54
pig launcher | CFIHOS-30000175 | insulation code | CFIHOS-40000178 | [5 empty] | TERMINATED | CR0028 | 2017-02-13 22:35 | 2021-10-11 09:54 | 2021-10-11 09:54
pig launcher | CFIHOS-30000175 | insulation type | CFIHOS-40000179 | [5 empty] | TERMINATED | CR0028 | 2017-02-13 22:35 | 2021-10-11 09:54 | 2021-10-11 09:54
pig launcher | CFIHOS-30000175 | lower limit operating temperature | CFIHOS-40000504 | CEL | FAH |  |  |  | STANDARD | CR0032 | 2017-02-13 22:35 | 2021-10-11 09:54
pig launcher | CFIHOS-30000175 | normal operating pressure | CFIHOS-40000512 | BRG | 64 |  |  |  | STANDARD | CR0032 | 2017-02-13 22:35 | 2021-10-11 09:54
pig launcher | CFIHOS-30000175 | normal operating temperature | CFIHOS-40000514 | CEL | FAH |  |  |  | STANDARD | CR0032 | 2017-02-13 22:35 | 2021-10-11 09:54
pig loop | CFIHOS-30000176 | design specification | CFIHOS-40000487 | [5 empty] | STANDARD | CR0028 | 2019-05-14 09:39 | 2021-10-11 09:54
pig loop | CFIHOS-30000176 | fluid name | CFIHOS-40000132 | [5 empty] | STANDARD | V1.2 | 2017-02-13 22:35 | 2021-10-11 09:54
pig loop | CFIHOS-30000176 | insulation code | CFIHOS-40000178 | [5 empty] | TERMINATED | CR0028 | 2017-02-13 22:35 | 2021-10-11 09:54 | 2021-10-11 09:54
pig loop | CFIHOS-30000176 | insulation type | CFIHOS-40000179 | [5 empty] | TERMINATED | CR0028 | 2017-02-13 22:35 | 2021-10-11 09:54 | 2021-10-11 09:54
pig loop | CFIHOS-30000176 | normal operating temperature | CFIHOS-40000514 | CEL | FAH |  |  |  | STANDARD | CR0032 | 2017-02-13 22:35 | 2021-10-11 09:54
pig loop | CFIHOS-30000176 | upper limit design pressure | CFIHOS-40000535 | [5 empty] | TERMINATED | CR0028 | 2017-02-13 22:35 | 2021-10-11 09:54 | 2021-10-11 09:54
pig loop | CFIHOS-30000176 | upper limit design temperature | CFIHOS-40000536 | CEL | FAH |  |  |  | STANDARD | CR0032 | 2017-02-13 22:35 | 2021-10-11 09:54
pig receiver | CFIHOS-30000177 | design specification | CFIHOS-40000487 | [5 empty] | STANDARD | CR0028 | 2019-05-14 09:39 | 2021-10-11 09:54
pig receiver | CFIHOS-30000177 | fluid name | CFIHOS-40000132 | [5 empty] | STANDARD | V1.2 | 2017-02-13 22:35 | 2021-10-11 09:54
pig receiver | CFIHOS-30000177 | insulation code | CFIHOS-40000178 | [5 empty] | TERMINATED | CR0028 | 2017-02-13 22:35 | 2021-10-11 09:54 | 2021-10-11 09:54
pig receiver | CFIHOS-30000177 | insulation type | CFIHOS-40000179 | [5 empty] | TERMINATED | CR0028 | 2017-02-13 22:35 | 2021-10-11 09:54 | 2021-10-11 09:54
pig receiver | CFIHOS-30000177 | lower limit operating temperature | CFIHOS-40000504 | CEL | FAH |  |  |  | STANDARD | CR0032 | 2017-02-13 22:35 | 2021-10-11 09:54
pig receiver | CFIHOS-30000177 | normal operating pressure | CFIHOS-40000512 | BRG | 64 |  |  |  | STANDARD | CR0032 | 2017-02-13 22:35 | 2021-10-11 09:54
pig receiver | CFIHOS-30000177 | normal operating temperature | CFIHOS-40000514 | CEL | FAH |  |  |  | STANDARD | CR0032 | 2017-02-13 22:35 | 2021-10-11 09:54
pig transmitter | CFIHOS-30000178 | explosion protection gas group | CFIHOS-40000110 | [5 empty] | STANDARD | CR0028 | 2019-05-14 09:39 | 2021-10-11 09:54
pig transmitter | CFIHOS-30000178 | explosion protection temperature class | CFIHOS-40000112 | [5 empty] | STANDARD | CR0028 | 2019-05-14 09:39 | 2021-10-11 09:54
pig transmitter | CFIHOS-30000178 | explosion protection zone | CFIHOS-40000113 | [5 empty] | STANDARD | CR0028 | 2019-05-14 09:39 | 2021-10-11 09:54
pig trap | CFIHOS-30000179 | design specification | CFIHOS-40000487 | [5 empty] | STANDARD | CR0028 | 2019-05-14 09:39 | 2021-10-11 09:54
pig trap | CFIHOS-30000179 | fluid name | CFIHOS-40000132 | [5 empty] | STANDARD | V1.2 | 2017-02-13 22:35 | 2021-10-11 09:54
pig trap | CFIHOS-30000179 | insulation code | CFIHOS-40000178 | [5 empty] | TERMINATED | CR0028 | 2017-02-13 22:35 | 2021-10-11 09:54 | 2021-10-11 09:54
pig trap | CFIHOS-30000179 | insulation type | CFIHOS-40000179 | [5 empty] | TERMINATED | CR0028 | 2017-02-13 22:35 | 2021-10-11 09:54 | 2021-10-11 09:54
pig trap | CFIHOS-30000179 | lower limit operating temperature | CFIHOS-40000504 | CEL | FAH |  |  |  | STANDARD | CR0032 | 2017-02-13 22:35 | 2021-10-11 09:54
pig trap | CFIHOS-30000179 | normal operating pressure | CFIHOS-40000512 | BRG | 64 |  |  |  | STANDARD | CR0032 | 2017-02-13 22:35 | 2021-10-11 09:54
pig trap | CFIHOS-30000179 | normal operating temperature | CFIHOS-40000514 | CEL | FAH |  |  |  | STANDARD | CR0032 | 2017-02-13 22:35 | 2021-10-11 09:54
pilot operated relief valve | CFIHOS-30000856 | body material | CFIHOS-40000017 |  |  | ISO 23251:2019;ISO 28300:2008 |  |  | STANDARD | CR0029;FR60 | 2019-10-01 02:04 | 2021-10-11 09:54
pilot operated relief valve | CFIHOS-30000856 | cold differential test pressure | CFIHOS-40000045 | BRG | 64 | ISO 23251:2019;ISO 28300:2008 |  |  | STANDARD | CR0029;CR0032;FR60 | 2019-10-01 02:04 | 2021-10-11 09:54
pilot operated relief valve | CFIHOS-30000856 | constant back pressure | CFIHOS-40000490 | BRG | 64 | ISO 23251:2019;ISO 28300:2008 |  |  | STANDARD | CR0029;CR0032;FR60 | 2019-10-01 02:04 | 2021-10-11 09:54
pilot operated relief valve | CFIHOS-30000856 | design specification | CFIHOS-40000487 |  |  | ISO 23251:2019;ISO 28300:2008 |  |  | STANDARD | CR0029;FR60 | 2019-10-01 02:04 | 2021-10-11 09:54
pilot operated relief valve | CFIHOS-30000856 | fluid name | CFIHOS-40000132 |  |  | ISO 23251:2019;ISO 28300:2008 |  |  | STANDARD | CR0029;FR60 | 2019-10-01 02:04 | 2021-10-11 09:54
pilot operated relief valve | CFIHOS-30000856 | fluid phase | CFIHOS-40000133 |  |  | ISO 23251:2019;ISO 28300:2008 |  |  | STANDARD | CR0029;FR60 | 2019-10-01 02:04 | 2021-10-11 09:54
pilot operated relief valve | CFIHOS-30000856 | lower limit design temperature | CFIHOS-40000503 | CEL | FAH |  |  |  | STANDARD | CR0029;CR0032 | 2019-10-01 02:04 | 2021-10-11 09:54
pilot operated relief valve | CFIHOS-30000856 | nominal inlet diameter | CFIHOS-40000242 | MMT | INH | ISO 23251:2019;ISO 28300:2008 |  |  | STANDARD | CR0029;CR0032;FR60 | 2019-10-01 02:04 | 2021-10-11 09:54
pilot operated relief valve | CFIHOS-30000856 | nominal outlet diameter | CFIHOS-40000244 | MMT | INH | ISO 23251:2019;ISO 28300:2008 |  |  | STANDARD | CR0029;CR0032;FR60 | 2019-10-01 02:04 | 2021-10-11 09:54
pilot operated relief valve | CFIHOS-30000856 | normal operating dynamic viscosity | CFIHOS-40000255 | C24 | C7 |  |  |  | STANDARD | CR0029;CR0032 | 2019-10-01 02:04 | 2021-10-11 09:54
pilot operated relief valve | CFIHOS-30000856 | normal operating mass flow rate | CFIHOS-40000275 | E93 | 4U |  |  |  | STANDARD | CR0029;CR0032 | 2019-10-01 02:04 | 2021-10-11 09:54
pilot operated relief valve | CFIHOS-30000856 | normal operating pressure | CFIHOS-40000512 | BRG | 64 | ISO 23251:2019;ISO 28300:2008 |  |  | STANDARD | CR0029;CR0032;FR60 | 2019-10-01 02:04 | 2021-10-11 09:54
pilot operated relief valve | CFIHOS-30000856 | normal operating temperature | CFIHOS-40000514 | CEL | FAH | ISO 23251:2019;ISO 28300:2008 |  |  | STANDARD | CR0029;CR0032;FR60 | 2019-10-01 02:04 | 2021-10-11 09:54
pilot operated relief valve | CFIHOS-30000856 | orifice area calculated | CFIHOS-40000518 | MMK | INK | ISO 23251:2019;ISO 28300:2008 |  |  | STANDARD | CR0029;CR0032;FR60 | 2019-10-01 02:04 | 2021-10-11 09:54
pilot operated relief valve | CFIHOS-30000856 | relief bellows | CFIHOS-40000334 |  |  | ISO 23251:2019;ISO 28300:2008 |  |  | STANDARD | CR0029;FR60 | 2019-10-01 02:04 | 2021-10-11 09:54
pilot operated relief valve | CFIHOS-30000856 | safety integrity level | CFIHOS-40000579 |  |  | ANSI/ISA-75.05.01-2019 |  |  | STANDARD | CR0029;FR60 | 2019-10-01 02:04 | 2021-10-11 09:54
pilot operated relief valve | CFIHOS-30000856 | set pressure | CFIHOS-40000530 | BRG | 64 | ISO 23251:2019;ISO 28300:2008 |  |  | STANDARD | CR0029;CR0032;FR60 | 2019-10-01 02:04 | 2021-10-11 09:54
pilot operated relief valve | CFIHOS-30000856 | spring material specification | CFIHOS-40000375 |  |  | ISO 23251:2019;ISO 28300:2008 |  |  | STANDARD | CR0029;FR60 | 2019-10-01 02:04 | 2021-10-11 09:54
pilot operated relief valve | CFIHOS-30000856 | test medium | CFIHOS-40000412 |  |  | ISO 23251:2019;ISO 28300:2008 |  |  | STANDARD | CR0029;FR60 | 2019-10-01 02:04 | 2021-10-11 09:54
pilot operated relief valve | CFIHOS-30000856 | test pressure | CFIHOS-40000532 | BRG | 64 |  |  |  | STANDARD | CR0029;CR0032 | 2019-10-01 02:04 | 2021-10-11 09:54
pilot operated relief valve | CFIHOS-30000856 | upper limit operating temperature | CFIHOS-40000538 | CEL | FAH | ISO 23251:2019;ISO 28300:2008 |  |  | STANDARD | CR0029;CR0032;FR60 | 2019-10-01 02:04 | 2021-10-11 09:54
pilot operated relief valve | CFIHOS-30000856 | variable back pressure | CFIHOS-40000539 | BRG | 64 | ISO 23251:2019;ISO 28300:2008 |  |  | STANDARD | CR0029;CR0032;FR60 | 2019-10-01 02:04 | 2021-10-11 09:54
pipe | CFIHOS-30000496 | chemical cleaning required | CFIHOS-40000039 | [5 empty] | TERMINATED | CR0028 | 2017-02-13 22:35 | 2021-10-11 09:54 | 2021-10-11 09:54
pipe | CFIHOS-30000496 | corrosion allowance | CFIHOS-40000491 | MMT | INH |  |  |  | STANDARD | CR0028;CR0032 | 2019-05-14 09:39 | 2021-10-11 09:54
pipe | CFIHOS-30000496 | critical line | CFIHOS-40000070 | [5 empty] | TERMINATED | CR0028 | 2017-02-13 22:35 | 2021-10-11 09:54 | 2021-10-11 09:54
pipe | CFIHOS-30000496 | cross section area | CFIHOS-40000492 | [5 empty] | TERMINATED | CR0028 | 2017-02-13 22:35 | 2021-10-11 09:54 | 2021-10-11 09:54
pipe | CFIHOS-30000496 | design specification | CFIHOS-40000487 | [5 empty] | STANDARD | CR0028 | 2019-05-14 09:39 | 2021-10-11 09:54
pipe | CFIHOS-30000496 | emergency upper limit design temperature | CFIHOS-40000102 | [5 empty] | TERMINATED | CR0028 | 2017-02-13 22:35 | 2021-10-11 09:54 | 2021-10-11 09:54
pipe | CFIHOS-30000496 | estimated equivalent length | CFIHOS-40000105 | [5 empty] | TERMINATED | CR0028 | 2017-02-13 22:35 | 2021-10-11 09:54 | 2021-10-11 09:54
pipe | CFIHOS-30000496 | estimated length | CFIHOS-40000106 | [5 empty] | TERMINATED | CR0028 | 2017-02-13 22:35 | 2021-10-11 09:54 | 2021-10-11 09:54
pipe | CFIHOS-30000496 | external coating specification | CFIHOS-40000613 | [5 empty] | STANDARD | CR0028 | 2019-05-14 09:39 | 2021-10-11 09:54
pipe | CFIHOS-30000496 | fluid name | CFIHOS-40000132 |  |  | ISO 14224:2016 |  |  | STANDARD | V1.2 | 2017-02-13 22:35 | 2021-10-11 09:54
pipe | CFIHOS-30000496 | fluid phase | CFIHOS-40000133 | [5 empty] | TERMINATED | CR0028 | 2017-02-13 22:35 | 2021-10-11 09:54 | 2021-10-11 09:54
pipe | CFIHOS-30000496 | full vacuum | CFIHOS-40000136 | [5 empty] | TERMINATED | CR0028 | 2017-02-13 22:35 | 2021-10-11 09:54 | 2021-10-11 09:54
pipe | CFIHOS-30000496 | hot oil flushing | CFIHOS-40000158 | [5 empty] | TERMINATED | CR0028 | 2017-02-13 22:35 | 2021-10-11 09:54 | 2021-10-11 09:54
pipe | CFIHOS-30000496 | insulation code | CFIHOS-40000178 | [5 empty] | STANDARD | V1.2 | 2017-02-13 22:35 | 2021-10-11 09:54
pipe | CFIHOS-30000496 | insulation thickness | CFIHOS-40000499 | MMT | INH |  |  |  | STANDARD | CR0032 | 2017-02-13 22:35 | 2021-10-11 09:54
pipe | CFIHOS-30000496 | insulation type | CFIHOS-40000179 |  |  | ISO 14224:2016 |  |  | STANDARD | V1.2 | 2017-02-13 22:35 | 2021-10-11 09:54
pipe | CFIHOS-30000496 | lower limit design pressure | CFIHOS-40000551 | [5 empty] | STANDARD | CR0028 | 2019-05-14 09:39 | 2021-10-11 09:54
pipe | CFIHOS-30000496 | lower limit design temperature | CFIHOS-40000503 | CEL | FAH |  |  |  | STANDARD | CR0032 | 2017-02-13 22:35 | 2021-10-11 09:54
pipe | CFIHOS-30000496 | lower limit operating heat tracing temperature | CFIHOS-40000211 | CEL | FAH |  |  |  | STANDARD | CR0032 | 2017-02-13 22:35 | 2021-10-11 09:54
pipe | CFIHOS-30000496 | lower limit operating pressure | CFIHOS-40000556 | [5 empty] | STANDARD | CR0028 | 2019-05-14 09:39 | 2021-10-11 09:54
pipe | CFIHOS-30000496 | lower limit operating temperature | CFIHOS-40000504 | CEL | FAH |  |  |  | STANDARD | CR0032 | 2017-02-13 22:35 | 2021-10-11 09:54
pipe | CFIHOS-30000496 | material specification | CFIHOS-40000614 | [5 empty] | STANDARD | CR0028 | 2019-05-14 09:39 | 2021-10-11 09:54
pipe | CFIHOS-30000496 | nominal diameter | CFIHOS-40000509 | MMT | INH |  |  |  | STANDARD | CR0028;CR0032 | 2019-05-14 09:39 | 2021-10-11 09:54
pipe | CFIHOS-30000496 | nominal pipe diameter | CFIHOS-40000246 | [5 empty] | TERMINATED | CR0028 | 2017-02-13 22:35 | 2021-10-11 09:54 | 2021-10-11 09:54
pipe | CFIHOS-30000496 | nominal wall thickness | CFIHOS-40000249 | MMT | INH |  |  |  | STANDARD | CR0032 | 2017-02-13 22:35 | 2021-10-11 09:54
pipe | CFIHOS-30000496 | non destructive testing methods | CFIHOS-40000250 | [5 empty] | STANDARD | V1.2 | 2017-02-13 22:35 | 2021-10-11 09:54
pipe | CFIHOS-30000496 | normal operating flow velocity | CFIHOS-40000510 | [5 empty] | TERMINATED | CR0028 | 2017-02-13 22:35 | 2021-10-11 09:54 | 2021-10-11 09:54
pipe | CFIHOS-30000496 | normal operating gas density | CFIHOS-40000259 | [5 empty] | TERMINATED | CR0028 | 2017-02-13 22:35 | 2021-10-11 09:54 | 2021-10-11 09:54
pipe | CFIHOS-30000496 | normal operating gas dynamic viscosity | CFIHOS-40000260 | [5 empty] | TERMINATED | CR0028 | 2017-02-13 22:35 | 2021-10-11 09:54 | 2021-10-11 09:54
pipe | CFIHOS-30000496 | normal operating liquid density | CFIHOS-40000273 | [5 empty] | TERMINATED | CR0028 | 2017-02-13 22:35 | 2021-10-11 09:54 | 2021-10-11 09:54
pipe | CFIHOS-30000496 | normal operating liquid dynamic viscosity | CFIHOS-40000274 | [5 empty] | TERMINATED | CR0028 | 2017-02-13 22:35 | 2021-10-11 09:54 | 2021-10-11 09:54
pipe | CFIHOS-30000496 | normal operating mass flow rate | CFIHOS-40000275 | E93 | 4U |  |  |  | STANDARD | CR0032 | 2017-02-13 22:35 | 2021-10-11 09:54
pipe | CFIHOS-30000496 | normal operating mixed liquid and vapour density | CFIHOS-40000276 | [5 empty] | TERMINATED | CR0028 | 2017-02-13 22:35 | 2021-10-11 09:54 | 2021-10-11 09:54
pipe | CFIHOS-30000496 | normal operating pressure | CFIHOS-40000512 | BRG | 64 |  |  |  | STANDARD | CR0032 | 2017-02-13 22:35 | 2021-10-11 09:54
pipe | CFIHOS-30000496 | normal operating pressure drop | CFIHOS-40000513 | [5 empty] | TERMINATED | CR0028 | 2017-02-13 22:35 | 2021-10-11 09:54 | 2021-10-11 09:54
pipe | CFIHOS-30000496 | normal operating temperature | CFIHOS-40000514 | CEL | FAH |  |  |  | STANDARD | CR0032 | 2017-02-13 22:35 | 2021-10-11 09:54
pipe | CFIHOS-30000496 | normal operating volume flow rate | CFIHOS-40000558 | [5 empty] | STANDARD | CR0028 | 2019-05-14 09:39 | 2021-10-11 09:54
pipe | CFIHOS-30000496 | normal operating volume flow rate (at normal operating pressure and normal operating temperature) | CFIHOS-40000289 | [5 empty] | TERMINATED | CR0028 | 2017-02-13 22:35 | 2021-10-11 09:54 | 2021-10-11 09:54
pipe | CFIHOS-30000496 | paint code | CFIHOS-40000314 | [5 empty] | STANDARD | V1.2 | 2017-02-13 22:35 | 2021-10-11 09:54
pipe | CFIHOS-30000496 | pipeline colour code | CFIHOS-40000315 | [5 empty] | TERMINATED | CR0028 | 2017-02-13 22:35 | 2021-10-11 09:54 | 2021-10-11 09:54
pipe | CFIHOS-30000496 | piping class | CFIHOS-40000488 | [5 empty] | STANDARD | V1.2 | 2017-02-13 22:35 | 2021-10-11 09:54
pipe | CFIHOS-30000496 | pressure equipment category | CFIHOS-40000320 | [5 empty] | TERMINATED | CR0028 | 2017-02-13 22:35 | 2021-10-11 09:54 | 2021-10-11 09:54
pipe | CFIHOS-30000496 | relief valve set pressure | CFIHOS-40000336 | [5 empty] | TERMINATED | CR0028 | 2017-02-13 22:35 | 2021-10-11 09:54 | 2021-10-11 09:54
pipe | CFIHOS-30000496 | remarks | CFIHOS-40000337 | [5 empty] | TERMINATED | CR0028 | 2017-02-13 22:35 | 2021-10-11 09:54 | 2021-10-11 09:54
pipe | CFIHOS-30000496 | service code | CFIHOS-40000615 | [5 empty] | STANDARD | CR0028 | 2019-05-14 09:39 | 2021-10-11 09:54
pipe | CFIHOS-30000496 | set pressure | CFIHOS-40000530 | [5 empty] | TERMINATED | CR0028 | 2017-02-13 22:35 | 2021-10-11 09:54 | 2021-10-11 09:54
pipe | CFIHOS-30000496 | special service | CFIHOS-40000372 | [5 empty] | TERMINATED | CR0028 | 2017-02-13 22:35 | 2021-10-11 09:54 | 2021-10-11 09:54
pipe | CFIHOS-30000496 | stress analysis required | CFIHOS-40000393 | [5 empty] | TERMINATED | CR0028 | 2017-02-13 22:35 | 2021-10-11 09:54 | 2021-10-11 09:54
pipe | CFIHOS-30000496 | surface roughness | CFIHOS-40000407 | [5 empty] | TERMINATED | CR0028 | 2017-02-13 22:35 | 2021-10-11 09:54 | 2021-10-11 09:54
pipe | CFIHOS-30000496 | test medium | CFIHOS-40000412 | [5 empty] | TERMINATED | CR0028 | 2017-02-13 22:35 | 2021-10-11 09:54 | 2021-10-11 09:54
pipe | CFIHOS-30000496 | test pressure | CFIHOS-40000532 | [5 empty] | TERMINATED | CR0028 | 2017-02-13 22:35 | 2021-10-11 09:54 | 2021-10-11 09:54
pipe | CFIHOS-30000496 | upper limit design flow velocity | CFIHOS-40000457 | [5 empty] | TERMINATED | CR0028 | 2017-02-13 22:35 | 2021-10-11 09:54 | 2021-10-11 09:54
pipe | CFIHOS-30000496 | upper limit design pressure | CFIHOS-40000535 | BRG | 64 |  |  |  | STANDARD | CR0032 | 2017-02-13 22:35 | 2021-10-11 09:54
pipe | CFIHOS-30000496 | upper limit design temperature | CFIHOS-40000536 | CEL | FAH |  |  |  | STANDARD | CR0032 | 2017-02-13 22:35 | 2021-10-11 09:54
pipe | CFIHOS-30000496 | upper limit operating mass flow rate | CFIHOS-40000472 | [5 empty] | TERMINATED | CR0028 | 2017-02-13 22:35 | 2021-10-11 09:54 | 2021-10-11 09:54
pipe | CFIHOS-30000496 | upper limit operating pressure | CFIHOS-40000537 | BRG | 64 |  |  |  | STANDARD | CR0032 | 2017-02-13 22:35 | 2021-10-11 09:54
pipe | CFIHOS-30000496 | upper limit operating temperature | CFIHOS-40000538 | CEL | FAH |  |  |  | STANDARD | CR0032 | 2017-02-13 22:35 | 2021-10-11 09:54
pipeline | CFIHOS-30000500 | anti corrosion coating thickness | CFIHOS-40000007 | [5 empty] | TERMINATED | CR0028 | 2017-02-13 22:35 | 2021-10-11 09:54 | 2021-10-11 09:54
pipeline | CFIHOS-30000500 | anti corrosion coating type | CFIHOS-40000008 | [5 empty] | TERMINATED | CR0028 | 2017-02-13 22:35 | 2021-10-11 09:54 | 2021-10-11 09:54
pipeline | CFIHOS-30000500 | buried | CFIHOS-40000030 | [5 empty] | STANDARD | V1.2 | 2017-02-13 22:35 | 2021-10-11 09:54
pipeline | CFIHOS-30000500 | critical pipeline | CFIHOS-40000071 | [5 empty] | TERMINATED | CR0028 | 2017-02-13 22:35 | 2021-10-11 09:54 | 2021-10-11 09:54
pipeline | CFIHOS-30000500 | design specification | CFIHOS-40000487 | [5 empty] | STANDARD | CR0028 | 2019-05-14 09:39 | 2021-10-11 09:54
pipeline | CFIHOS-30000500 | flowline type | CFIHOS-40000126 | [5 empty] | TERMINATED | CR0028 | 2017-02-13 22:35 | 2021-10-11 09:54 | 2021-10-11 09:54
pipeline | CFIHOS-30000500 | fluid name | CFIHOS-40000132 |  |  | ISO 14224:2016 |  |  | STANDARD | V1.2 | 2017-02-13 22:35 | 2021-10-11 09:54
pipeline | CFIHOS-30000500 | fluid phase | CFIHOS-40000133 | [5 empty] | TERMINATED | CR0028 | 2017-02-13 22:35 | 2021-10-11 09:54 | 2021-10-11 09:54
pipeline | CFIHOS-30000500 | lower limit design temperature | CFIHOS-40000503 | CEL | FAH |  |  |  | STANDARD | CR0032 | 2017-02-13 22:35 | 2021-10-11 09:54
pipeline | CFIHOS-30000500 | lower limit operating temperature | CFIHOS-40000504 | CEL | FAH |  |  |  | STANDARD | CR0032 | 2017-02-13 22:35 | 2021-10-11 09:54
pipeline | CFIHOS-30000500 | maximum burial depth | CFIHOS-40000227 | [5 empty] | TERMINATED | CR0028 | 2017-02-13 22:35 | 2021-10-11 09:54 | 2021-10-11 09:54
pipeline | CFIHOS-30000500 | minimum burial depth | CFIHOS-40000230 | [5 empty] | TERMINATED | CR0028 | 2017-02-13 22:35 | 2021-10-11 09:54 | 2021-10-11 09:54
pipeline | CFIHOS-30000500 | nominal diameter | CFIHOS-40000509 | MMT | INH |  |  |  | STANDARD | CR0028;CR0032 | 2019-05-14 09:39 | 2021-10-11 09:54
pipeline | CFIHOS-30000500 | nominal pipe diameter | CFIHOS-40000246 | [5 empty] | TERMINATED | CR0028 | 2017-02-13 22:35 | 2021-10-11 09:54 | 2021-10-11 09:54
pipeline | CFIHOS-30000500 | nominal wall thickness | CFIHOS-40000249 | MMT | INH |  |  |  | STANDARD | CR0032 | 2017-02-13 22:35 | 2021-10-11 09:54
pipeline | CFIHOS-30000500 | non destructive testing methods | CFIHOS-40000250 | [5 empty] | TERMINATED | CR0028 | 2017-02-13 22:35 | 2021-10-11 09:54 | 2021-10-11 09:54
pipeline | CFIHOS-30000500 | normal operating flow velocity | CFIHOS-40000510 | [5 empty] | TERMINATED | CR0028 | 2017-02-13 22:35 | 2021-10-11 09:54 | 2021-10-11 09:54
pipeline | CFIHOS-30000500 | normal operating gas density | CFIHOS-40000259 | [5 empty] | TERMINATED | CR0028 | 2017-02-13 22:35 | 2021-10-11 09:54 | 2021-10-11 09:54
pipeline | CFIHOS-30000500 | normal operating liquid density | CFIHOS-40000273 | [5 empty] | TERMINATED | CR0028 | 2017-02-13 22:35 | 2021-10-11 09:54 | 2021-10-11 09:54
pipeline | CFIHOS-30000500 | normal operating mass flow rate | CFIHOS-40000275 | E93 | 4U |  |  |  | STANDARD | CR0032 | 2017-02-13 22:35 | 2021-10-11 09:54
pipeline | CFIHOS-30000500 | normal operating mixed liquid and vapour density | CFIHOS-40000276 | [5 empty] | TERMINATED | CR0028 | 2017-02-13 22:35 | 2021-10-11 09:54 | 2021-10-11 09:54
pipeline | CFIHOS-30000500 | normal operating pressure | CFIHOS-40000512 | BRG | 64 |  |  |  | STANDARD | CR0032 | 2017-02-13 22:35 | 2021-10-11 09:54
pipeline | CFIHOS-30000500 | normal operating pressure drop | CFIHOS-40000513 | [5 empty] | TERMINATED | CR0028 | 2017-02-13 22:35 | 2021-10-11 09:54 | 2021-10-11 09:54
pipeline | CFIHOS-30000500 | normal operating temperature | CFIHOS-40000514 | CEL | FAH |  |  |  | STANDARD | CR0032 | 2017-02-13 22:35 | 2021-10-11 09:54
pipeline | CFIHOS-30000500 | normal operating volume flow rate (at normal operating pressure and normal operating temperature) | CFIHOS-40000289 | [5 empty] | TERMINATED | CR0028 | 2017-02-13 22:35 | 2021-10-11 09:54 | 2021-10-11 09:54
pipeline | CFIHOS-30000500 | pipeline colour code | CFIHOS-40000315 | [5 empty] | TERMINATED | CR0028 | 2017-02-13 22:35 | 2021-10-11 09:54 | 2021-10-11 09:54
pipeline | CFIHOS-30000500 | pipeline material and grade | CFIHOS-40000316 |  |  | ISO 14224:2016 |  |  | STANDARD | V1.2 | 2017-02-13 22:35 | 2021-10-11 09:54
pipeline | CFIHOS-30000500 | remarks | CFIHOS-40000337 | [5 empty] | TERMINATED | CR0028 | 2017-02-13 22:35 | 2021-10-11 09:54 | 2021-10-11 09:54
pipeline | CFIHOS-30000500 | special service | CFIHOS-40000372 | [5 empty] | TERMINATED | CR0028 | 2017-02-13 22:35 | 2021-10-11 09:54 | 2021-10-11 09:54
pipeline | CFIHOS-30000500 | test pressure | CFIHOS-40000532 | [5 empty] | TERMINATED | CR0028 | 2017-02-13 22:35 | 2021-10-11 09:54 | 2021-10-11 09:54
pipeline | CFIHOS-30000500 | thermal insulation coating thickness | CFIHOS-40000413 | [5 empty] | TERMINATED | CR0028 | 2017-02-13 22:35 | 2021-10-11 09:54 | 2021-10-11 09:54
pipeline | CFIHOS-30000500 | thermal insulation coating type | CFIHOS-40000414 | [5 empty] | TERMINATED | CR0028 | 2017-02-13 22:35 | 2021-10-11 09:54 | 2021-10-11 09:54
pipeline | CFIHOS-30000500 | upper limit design pressure | CFIHOS-40000535 | BRG | 64 |  |  |  | STANDARD | CR0032 | 2017-02-13 22:35 | 2021-10-11 09:54
pipeline | CFIHOS-30000500 | upper limit design temperature | CFIHOS-40000536 | CEL | FAH |  |  |  | STANDARD | CR0032 | 2017-02-13 22:35 | 2021-10-11 09:54
pipeline | CFIHOS-30000500 | upper limit operating mass flow rate | CFIHOS-40000472 | [5 empty] | TERMINATED | CR0028 | 2017-02-13 22:35 | 2021-10-11 09:54 | 2021-10-11 09:54
pipeline | CFIHOS-30000500 | upper limit operating pressure | CFIHOS-40000537 | BRG | 64 |  |  |  | STANDARD | CR0032 | 2017-02-13 22:35 | 2021-10-11 09:54
pipeline | CFIHOS-30000500 | upper limit operating temperature | CFIHOS-40000538 | CEL | FAH |  |  |  | STANDARD | CR0032 | 2017-02-13 22:35 | 2021-10-11 09:54
pipeline | CFIHOS-30000500 | weight coating density | CFIHOS-40000482 | KMQ | 87 |  |  |  | STANDARD | CR0032 | 2017-02-13 22:35 | 2021-10-11 09:54
pipeline | CFIHOS-30000500 | weight coating thickness | CFIHOS-40000483 | MMT | INH |  |  |  | STANDARD | CR0032 | 2017-02-13 22:35 | 2021-10-11 09:54
piston check valve | CFIHOS-30000857 | design specification | CFIHOS-40000487 |  |  | IEC 60537:1976 Withdrawn;ISO 14224:2016 |  |  | STANDARD | CR0029;FR60 | 2019-10-01 02:04 | 2021-10-11 09:54
piston check valve | CFIHOS-30000857 | failure action | CFIHOS-40000580 | [5 empty] | STANDARD | CR0029 | 2019-10-01 02:04 | 2021-10-11 09:54
piston check valve | CFIHOS-30000857 | fluid name | CFIHOS-40000132 |  |  | IEC 60537:1976 Withdrawn;ISO 14224:2016 |  |  | STANDARD | CR0029;FR60 | 2019-10-01 02:04 | 2021-10-11 09:54
piston check valve | CFIHOS-30000857 | nominal diameter | CFIHOS-40000509 | MMT | INH | ASME B31.3 - 2020;IEC 60537:1976 Withdrawn;ISO 14224:2016 |  |  | STANDARD | CR0029;CR0032;FR60 | 2019-10-01 02:04 | 2021-10-11 09:54
piston check valve | CFIHOS-30000857 | normal operating pressure | CFIHOS-40000512 | BRG | 64 |  |  |  | STANDARD | CR0029;CR0032 | 2019-10-01 02:04 | 2021-10-11 09:54
piston check valve | CFIHOS-30000857 | normal operating temperature | CFIHOS-40000514 | CEL | FAH | IEC 60537:1976 Withdrawn;ISO 14224:2016 |  |  | STANDARD | CR0029;CR0032;FR60 | 2019-10-01 02:04 | 2021-10-11 09:54
piston check valve | CFIHOS-30000857 | piping class | CFIHOS-40000488 | [5 empty] | STANDARD | CR0029 | 2019-10-01 02:04 | 2021-10-11 09:54
piston compressor | CFIHOS-30000545 | capacity control range | CFIHOS-40000036 | [5 empty] | TERMINATED | CR0009 | 2017-02-13 22:35 | 2021-10-11 09:54 | 2021-10-11 09:54
piston compressor | CFIHOS-30000545 | component cooling requirement | CFIHOS-40000058 | [5 empty] | TERMINATED | CR0009 | 2017-02-13 22:35 | 2021-10-11 09:54 | 2021-10-11 09:54
piston compressor | CFIHOS-30000545 | component cooling type | CFIHOS-40000059 | [5 empty] | TERMINATED | CR0009 | 2017-02-13 22:35 | 2021-10-11 09:54 | 2021-10-11 09:54
piston compressor | CFIHOS-30000545 | compressibility factor Z at inlet | CFIHOS-40000060 | [5 empty] | TERMINATED | CR0009 | 2017-02-13 22:35 | 2021-10-11 09:54 | 2021-10-11 09:54
piston compressor | CFIHOS-30000545 | compressor capacity control type | CFIHOS-40000061 | [5 empty] | TERMINATED | CR0009 | 2017-02-13 22:35 | 2021-10-11 09:54 | 2021-10-11 09:54
piston compressor | CFIHOS-30000545 | corrosive gas | CFIHOS-40000065 | [5 empty] | TERMINATED | CR0009 | 2017-02-13 22:35 | 2021-10-11 09:54 | 2021-10-11 09:54
piston compressor | CFIHOS-30000545 | crankcase rapid pressure relief device | CFIHOS-40000069 | [5 empty] | TERMINATED | CR0009 | 2017-02-13 22:35 | 2021-10-11 09:54 | 2021-10-11 09:54
piston compressor | CFIHOS-30000545 | cylinder lubricator type | CFIHOS-40000073 | [5 empty] | TERMINATED | CR0009 | 2017-02-13 22:35 | 2021-10-11 09:54 | 2021-10-11 09:54
piston compressor | CFIHOS-30000545 | explosion protection gas group | CFIHOS-40000110 |  |  | IEC 60529:2013 |  |  | TERMINATED | CR0009 | 2017-02-13 22:35 | 2021-10-11 09:54 | 2021-10-11 09:54
piston compressor | CFIHOS-30000545 | explosion protection temperature class | CFIHOS-40000112 |  |  | IEC 60529:2013 |  |  | TERMINATED | CR0009 | 2017-02-13 22:35 | 2021-10-11 09:54 | 2021-10-11 09:54
piston compressor | CFIHOS-30000545 | explosion protection zone | CFIHOS-40000113 |  |  | IEC 60529:2013 |  |  | TERMINATED | CR0009 | 2017-02-13 22:35 | 2021-10-11 09:54 | 2021-10-11 09:54
piston compressor | CFIHOS-30000545 | fluid name | CFIHOS-40000132 |  |  | ISO 14224:2016 |  |  | TERMINATED | CR0009 | 2017-02-13 22:35 | 2021-10-11 09:54 | 2021-10-11 09:54
piston compressor | CFIHOS-30000545 | molecular weight | CFIHOS-40000506 |  |  | ISO 14224:2016 |  |  | TERMINATED | CR0009 | 2017-02-13 22:35 | 2021-10-11 09:54 | 2021-10-11 09:54
piston compressor | CFIHOS-30000545 | normal operating cooling water pressure | CFIHOS-40000253 | [5 empty] | TERMINATED | CR0009 | 2017-02-13 22:35 | 2021-10-11 09:54 | 2021-10-11 09:54
piston compressor | CFIHOS-30000545 | normal operating inlet pressure | CFIHOS-40000511 | [5 empty] | TERMINATED | CR0009 | 2017-02-13 22:35 | 2021-10-11 09:54 | 2021-10-11 09:54
piston compressor | CFIHOS-30000545 | normal operating inlet temperature | CFIHOS-40000272 | [5 empty] | TERMINATED | CR0009 | 2017-02-13 22:35 | 2021-10-11 09:54 | 2021-10-11 09:54
piston compressor | CFIHOS-30000545 | normal operating mass flow rate | CFIHOS-40000275 |  |  | ISO 14224:2016 |  |  | TERMINATED | CR0009 | 2017-02-13 22:35 | 2021-10-11 09:54 | 2021-10-11 09:54
piston compressor | CFIHOS-30000545 | normal operating outlet pressure | CFIHOS-40000278 |  |  | ISO 14224:2016 |  |  | TERMINATED | CR0009 | 2017-02-13 22:35 | 2021-10-11 09:54 | 2021-10-11 09:54
piston compressor | CFIHOS-30000545 | number of capacity steps | CFIHOS-40000299 |  |  | ISO 14224:2016 |  |  | TERMINATED | CR0009 | 2017-02-13 22:35 | 2021-10-11 09:54 | 2021-10-11 09:54
piston compressor | CFIHOS-30000545 | specific heat ratio Cp/Cv at inlet | CFIHOS-40000373 | [5 empty] | TERMINATED | CR0009 | 2017-02-13 22:35 | 2021-10-11 09:54 | 2021-10-11 09:54
piston compressor | CFIHOS-30000545 | upper limit allowable speed | CFIHOS-40000453 | [5 empty] | TERMINATED | CR0009 | 2017-02-13 22:35 | 2021-10-11 09:54 | 2021-10-11 09:54
piston compressor | CFIHOS-30000545 | upper limit cooling water inlet temperature | CFIHOS-40000455 | [5 empty] | TERMINATED | CR0009 | 2017-02-13 22:35 | 2021-10-11 09:54 | 2021-10-11 09:54
piston compressor | CFIHOS-30000545 | upper limit cooling water outlet temperature | CFIHOS-40000456 | [5 empty] | TERMINATED | CR0009 | 2017-02-13 22:35 | 2021-10-11 09:54 | 2021-10-11 09:54
piston compressor | CFIHOS-30000545 | valve type | CFIHOS-40000479 | [5 empty] | TERMINATED | CR0009 | 2017-02-13 22:35 | 2021-10-11 09:54 | 2021-10-11 09:54
piston pump | CFIHOS-30000546 | explosion protection gas group | CFIHOS-40000110 |  |  | IEC 60529:2013 |  |  | TERMINATED | CR0009 | 2017-02-13 22:35 | 2021-10-11 09:54 | 2021-10-11 09:54
piston pump | CFIHOS-30000546 | explosion protection temperature class | CFIHOS-40000112 |  |  | IEC 60529:2013 |  |  | TERMINATED | CR0009 | 2017-02-13 22:35 | 2021-10-11 09:54 | 2021-10-11 09:54
piston pump | CFIHOS-30000546 | explosion protection zone | CFIHOS-40000113 |  |  | IEC 60529:2013 |  |  | TERMINATED | CR0009 | 2017-02-13 22:35 | 2021-10-11 09:54 | 2021-10-11 09:54
pitot tube flow meter | CFIHOS-30000858 | explosion protection gas group | CFIHOS-40000110 | [5 empty] | STANDARD | CR0029 | 2019-10-01 02:04 | 2021-10-11 09:54
pitot tube flow meter | CFIHOS-30000858 | explosion protection temperature class | CFIHOS-40000112 | [5 empty] | STANDARD | CR0029 | 2019-10-01 02:04 | 2021-10-11 09:54
pitot tube flow meter | CFIHOS-30000858 | explosion protection zone | CFIHOS-40000113 | [5 empty] | STANDARD | CR0029 | 2019-10-01 02:04 | 2021-10-11 09:54
pitot tube flow meter | CFIHOS-30000858 | fluid name | CFIHOS-40000132 | [5 empty] | STANDARD | CR0029 | 2019-10-01 02:04 | 2021-10-11 09:54
plate heat exchanger | CFIHOS-30000752 | cold side fluid name | CFIHOS-40000046 | [5 empty] | STANDARD | CR0028 | 2017-02-13 22:35 | 2021-10-11 09:54
plate heat exchanger | CFIHOS-30000752 | cold side minimum design metal temperature | CFIHOS-40000048 |  |  | ISO 15547-1:2005 |  |  | TERMINATED | V1.2;CR0013 | 2017-02-13 22:35 | 2021-10-11 09:54 | 2021-10-11 09:54
plate heat exchanger | CFIHOS-30000752 | cold side normal operating inlet pressure | CFIHOS-40000049 | BRG | 64 |  |  |  | STANDARD | CR0028;CR0032 | 2017-02-13 22:35 | 2021-10-11 09:54
plate heat exchanger | CFIHOS-30000752 | cold side normal operating inlet temperature | CFIHOS-40000050 | CEL | FAH |  |  |  | STANDARD | CR0028;CR0032 | 2017-02-13 22:35 | 2021-10-11 09:54
plate heat exchanger | CFIHOS-30000752 | cold side normal operating mass flow rate | CFIHOS-40000616 | [5 empty] | STANDARD | CR0028 | 2019-05-14 09:39 | 2021-10-11 09:54
plate heat exchanger | CFIHOS-30000752 | cold side normal operating outlet pressure | CFIHOS-40000051 |  |  | ISO 15547-1:2005 |  |  | TERMINATED | V1.2;CR0013 | 2017-02-13 22:35 | 2021-10-11 09:54 | 2021-10-11 09:54
plate heat exchanger | CFIHOS-30000752 | cold side normal operating outlet temperature | CFIHOS-40000052 | CEL | FAH |  |  |  | STANDARD | CR0028;CR0032 | 2017-02-13 22:35 | 2021-10-11 09:54
plate heat exchanger | CFIHOS-30000752 | cold side number of passes | CFIHOS-40000053 |  |  | ISO 15547-1:2005 |  |  | TERMINATED | V1.2;CR0013 | 2017-02-13 22:35 | 2021-10-11 09:54 | 2021-10-11 09:54
plate heat exchanger | CFIHOS-30000752 | cold side test medium | CFIHOS-40000054 |  |  | ISO 15547-1:2005 |  |  | TERMINATED | V1.2;CR0013 | 2017-02-13 22:35 | 2021-10-11 09:54 | 2021-10-11 09:54
plate heat exchanger | CFIHOS-30000752 | cold side test pressure | CFIHOS-40000055 |  |  | ISO 15547-1:2005 |  |  | TERMINATED | V1.2;CR0013 | 2017-02-13 22:35 | 2021-10-11 09:54 | 2021-10-11 09:54
plate heat exchanger | CFIHOS-30000752 | cold side upper limit design pressure | CFIHOS-40000056 |  |  | ISO 15547-1:2005 |  |  | TERMINATED | V1.2;CR0013 | 2017-02-13 22:35 | 2021-10-11 09:54 | 2021-10-11 09:54
plate heat exchanger | CFIHOS-30000752 | cold side upper limit operating temperature | CFIHOS-40000057 |  |  | ISO 15547-1:2005 |  |  | TERMINATED | V1.2;CR0013 | 2017-02-13 22:35 | 2021-10-11 09:54 | 2021-10-11 09:54
plate heat exchanger | CFIHOS-30000752 | external coating specification | CFIHOS-40000613 | [5 empty] | STANDARD | CR0028 | 2019-05-14 09:39 | 2021-10-11 09:54
plate heat exchanger | CFIHOS-30000752 | hot side fluid name | CFIHOS-40000159 | [5 empty] | STANDARD | CR0028 | 2017-02-13 22:35 | 2021-10-11 09:54
plate heat exchanger | CFIHOS-30000752 | hot side minimum design metal temperature | CFIHOS-40000161 |  |  | ISO 15547-1:2005 |  |  | TERMINATED | V1.2;CR0013 | 2017-02-13 22:35 | 2021-10-11 09:54 | 2021-10-11 09:54
plate heat exchanger | CFIHOS-30000752 | hot side normal operating inlet pressure | CFIHOS-40000162 | BRG | 64 |  |  |  | STANDARD | CR0028;CR0032 | 2017-02-13 22:35 | 2021-10-11 09:54
plate heat exchanger | CFIHOS-30000752 | hot side normal operating inlet temperature | CFIHOS-40000617 | [5 empty] | STANDARD | CR0028 | 2019-05-14 09:39 | 2021-10-11 09:54
plate heat exchanger | CFIHOS-30000752 | hot side normal operating mass flow rate | CFIHOS-40000618 | [5 empty] | STANDARD | CR0028 | 2019-05-14 09:39 | 2021-10-11 09:54
plate heat exchanger | CFIHOS-30000752 | hot side normal operating outlet pressure | CFIHOS-40000163 |  |  | ISO 15547-1:2005 |  |  | TERMINATED | V1.2;CR0013 | 2017-02-13 22:35 | 2021-10-11 09:54 | 2021-10-11 09:54
plate heat exchanger | CFIHOS-30000752 | hot side normal operating outlet temperature | CFIHOS-40000619 | [5 empty] | STANDARD | CR0028 | 2019-05-14 09:39 | 2021-10-11 09:54
plate heat exchanger | CFIHOS-30000752 | hot side number of passes | CFIHOS-40000164 |  |  | ISO 15547-1:2005 |  |  | TERMINATED | V1.2;CR0013 | 2017-02-13 22:35 | 2021-10-11 09:54 | 2021-10-11 09:54
plate heat exchanger | CFIHOS-30000752 | hot side test medium | CFIHOS-40000165 |  |  | ISO 15547-1:2005 |  |  | TERMINATED | V1.2;CR0013 | 2017-02-13 22:35 | 2021-10-11 09:54 | 2021-10-11 09:54
plate heat exchanger | CFIHOS-30000752 | hot side test pressure | CFIHOS-40000166 |  |  | ISO 15547-1:2005 |  |  | TERMINATED | V1.2;CR0013 | 2017-02-13 22:35 | 2021-10-11 09:54 | 2021-10-11 09:54
plate heat exchanger | CFIHOS-30000752 | hot side upper limit design pressure | CFIHOS-40000167 |  |  | ISO 15547-1:2005 |  |  | TERMINATED | V1.2;CR0013 | 2017-02-13 22:35 | 2021-10-11 09:54 | 2021-10-11 09:54
plate heat exchanger | CFIHOS-30000752 | hot side upper limit operating inlet temperature | CFIHOS-40000168 |  |  | ISO 15547-1:2005 |  |  | TERMINATED | V1.2;CR0013 | 2017-02-13 22:35 | 2021-10-11 09:54 | 2021-10-11 09:54
plate heat exchanger | CFIHOS-30000752 | hot side upper limit operating outlet temperature | CFIHOS-40000170 |  |  | ISO 15547-1:2005 |  |  | TERMINATED | V1.2;CR0013 | 2017-02-13 22:35 | 2021-10-11 09:54 | 2021-10-11 09:54
plate heat exchanger | CFIHOS-30000752 | hot side upper limit operating temperature | CFIHOS-40000169 |  |  | ISO 15547-1:2005 |  |  | TERMINATED | V1.2;CR0013 | 2017-02-13 22:35 | 2021-10-11 09:54 | 2021-10-11 09:54
plug control valve | CFIHOS-30000859 | actuation service | CFIHOS-40000638 |  |  | ISA-TR20.00.01-2007 |  |  | STANDARD | CR0029;FR60 | 2019-10-01 02:04 | 2021-10-11 09:54
plug control valve | CFIHOS-30000859 | communication protocol | CFIHOS-40000599 |  |  | IEC 60534-7:2010 |  |  | STANDARD | CR0029;FR60 | 2019-10-01 02:04 | 2021-10-11 09:54
plug control valve | CFIHOS-30000859 | design specification | CFIHOS-40000487 |  |  | IEC 60534-7:2010 |  |  | STANDARD | CR0029;FR60 | 2019-10-01 02:04 | 2021-10-11 09:54
plug control valve | CFIHOS-30000859 | explosion protection gas group | CFIHOS-40000110 | [5 empty] | STANDARD | CR0029 | 2019-10-01 02:04 | 2021-10-11 09:54
plug control valve | CFIHOS-30000859 | explosion protection temperature class | CFIHOS-40000112 | [5 empty] | STANDARD | CR0029 | 2019-10-01 02:04 | 2021-10-11 09:54
plug control valve | CFIHOS-30000859 | explosion protection zone | CFIHOS-40000113 | [5 empty] | STANDARD | CR0029 | 2019-10-01 02:04 | 2021-10-11 09:54
plug control valve | CFIHOS-30000859 | failure action | CFIHOS-40000580 |  |  | API Spec 6D:2014 |  |  | STANDARD | CR0029;FR60 | 2019-10-01 02:04 | 2021-10-11 09:54
plug control valve | CFIHOS-30000859 | fire safe | CFIHOS-40000585 | [5 empty] | STANDARD | CR0029 | 2019-10-01 02:04 | 2021-10-11 09:54
plug control valve | CFIHOS-30000859 | fluid name | CFIHOS-40000132 |  |  | IEC 60537:1976 Withdrawn;ISA-TR20.00.01-2007;ISO 14224:2016 |  |  | STANDARD | CR0029;FR60 | 2019-10-01 02:04 | 2021-10-11 09:54
plug control valve | CFIHOS-30000859 | full opening valve | CFIHOS-40000584 |  |  | ANSI/ISA-75.05.01-2019 |  |  | STANDARD | CR0029;FR60 | 2019-10-01 02:04 | 2021-10-11 09:54
plug control valve | CFIHOS-30000859 | input signal range | CFIHOS-40000600 | [5 empty] | STANDARD | CR0029 | 2019-10-01 02:04 | 2021-10-11 09:54
plug control valve | CFIHOS-30000859 | input signal type | CFIHOS-40000597 |  |  | IEC 60534-7:2010 |  |  | STANDARD | CR0029;FR60 | 2019-10-01 02:04 | 2021-10-11 09:54
plug control valve | CFIHOS-30000859 | nominal diameter | CFIHOS-40000509 | MMT | INH | API Spec 6D:2014 |  |  | STANDARD | CR0029;CR0032;FR60 | 2019-10-01 02:04 | 2021-10-11 09:54
plug control valve | CFIHOS-30000859 | normal operating pressure | CFIHOS-40000512 | BRG | 64 | API Spec 6D:2014;ISA-TR20.00.01-2007;ISO 14224:2016 |  |  | STANDARD | CR0029;CR0032;FR60 | 2019-10-01 02:04 | 2021-10-11 09:54
plug control valve | CFIHOS-30000859 | normal operating temperature | CFIHOS-40000514 | CEL | FAH | ISO 14224:2016;ANSI/ISA-75.05.01-2019;IEC 60537:1976 Withdrawn |  |  | STANDARD | CR0029;CR0032;FR60 | 2019-10-01 02:04 | 2021-10-11 09:54
plug control valve | CFIHOS-30000859 | output signal range | CFIHOS-40000601 | [5 empty] | STANDARD | CR0029 | 2019-10-01 02:04 | 2021-10-11 09:54
plug control valve | CFIHOS-30000859 | output signal type | CFIHOS-40000598 |  |  | IEC 60534-7:2010 |  |  | STANDARD | CR0029;FR60 | 2019-10-01 02:04 | 2021-10-11 09:54
plug control valve | CFIHOS-30000859 | piping class | CFIHOS-40000488 |  |  | API Spec 6D:2014 |  |  | STANDARD | CR0029;FR60 | 2019-10-01 02:04 | 2021-10-11 09:54
plug control valve | CFIHOS-30000859 | safety integrity level | CFIHOS-40000579 |  |  | IEC 60534-7:2010 |  |  | STANDARD | CR0029;FR60 | 2019-10-01 02:04 | 2021-10-11 09:54
plug valve | CFIHOS-30000860 | design specification | CFIHOS-40000487 | [5 empty] | STANDARD | CR0029 | 2019-10-01 02:04 | 2021-10-11 09:54
plug valve | CFIHOS-30000860 | failure action | CFIHOS-40000580 | [5 empty] | STANDARD | CR0029 | 2019-10-01 02:04 | 2021-10-11 09:54
plug valve | CFIHOS-30000860 | fluid name | CFIHOS-40000132 |  |  | ASME B31.3 - 2020;IEC 60537:1976 Withdrawn;ISO 14224:2016 |  |  | STANDARD | CR0029;FR60 | 2019-10-01 02:04 | 2021-10-11 09:54
plug valve | CFIHOS-30000860 | full opening valve | CFIHOS-40000584 |  |  | API Spec 6D:2014 |  |  | STANDARD | CR0029;FR60 | 2019-10-01 02:04 | 2021-10-11 09:54
plug valve | CFIHOS-30000860 | nominal diameter | CFIHOS-40000509 | MMT | INH | API Spec 6D:2014 |  |  | STANDARD | CR0029;CR0032;FR60 | 2019-10-01 02:04 | 2021-10-11 09:54
plug valve | CFIHOS-30000860 | normal operating pressure | CFIHOS-40000512 | BRG | 64 | IEC 60537:1976 Withdrawn;ISO 14224:2016 |  |  | STANDARD | CR0029;CR0032;FR60 | 2019-10-01 02:04 | 2021-10-11 09:54
plug valve | CFIHOS-30000860 | normal operating temperature | CFIHOS-40000514 | CEL | FAH | IEC 60537:1976 Withdrawn;ISO 14224:2016 |  |  | STANDARD | CR0029;CR0032;FR60 | 2019-10-01 02:04 | 2021-10-11 09:54
plug valve | CFIHOS-30000860 | piping class | CFIHOS-40000488 |  |  | API Spec 6D:2014 |  |  | STANDARD | CR0029;FR60 | 2019-10-01 02:04 | 2021-10-11 09:54
plunger pump | CFIHOS-30000547 | explosion protection gas group | CFIHOS-40000110 |  |  | IEC 60529:2013 |  |  | TERMINATED | CR0009 | 2017-02-13 22:35 | 2021-10-11 09:54 | 2021-10-11 09:54
plunger pump | CFIHOS-30000547 | explosion protection temperature class | CFIHOS-40000112 |  |  | IEC 60529:2013 |  |  | TERMINATED | CR0009 | 2017-02-13 22:35 | 2021-10-11 09:54 | 2021-10-11 09:54
plunger pump | CFIHOS-30000547 | explosion protection zone | CFIHOS-40000113 |  |  | IEC 60529:2013 |  |  | TERMINATED | CR0009 | 2017-02-13 22:35 | 2021-10-11 09:54 | 2021-10-11 09:54
pneumatic actuator | CFIHOS-30000443 | explosion protection gas group | CFIHOS-40000110 | [5 empty] | STANDARD | CR0029 | 2019-10-01 02:04 | 2021-10-11 09:54
pneumatic actuator | CFIHOS-30000443 | explosion protection temperature class | CFIHOS-40000112 | [5 empty] | STANDARD | CR0029 | 2019-10-01 02:04 | 2021-10-11 09:54
pneumatic actuator | CFIHOS-30000443 | explosion protection zone | CFIHOS-40000113 | [5 empty] | STANDARD | CR0029 | 2019-10-01 02:04 | 2021-10-11 09:54
pneumatic controller | CFIHOS-30000444 | explosion protection gas group | CFIHOS-40000110 |  |  | IEC 60529:2013 |  |  | STANDARD | CR0002;FR60 | 2017-02-13 22:35 | 2021-10-11 09:54
pneumatic controller | CFIHOS-30000444 | explosion protection temperature class | CFIHOS-40000112 |  |  | IEC 60529:2013 |  |  | STANDARD | CR0002;FR60 | 2017-02-13 22:35 | 2021-10-11 09:54
pneumatic controller | CFIHOS-30000444 | explosion protection zone | CFIHOS-40000113 |  |  | IEC 60529:2013 |  |  | STANDARD | CR0002;FR60 | 2017-02-13 22:35 | 2021-10-11 09:54
pneumatic controller | CFIHOS-30000444 | safety integrity level | CFIHOS-40000579 | [5 empty] | STANDARD | CR0029 | 2019-10-01 02:04 | 2021-10-11 09:54
pneumatic motor | CFIHOS-30000548 | direction of rotation | CFIHOS-40000075 | [5 empty] | STANDARD | CR0028 | 2019-05-14 09:39 | 2021-10-11 09:54
pneumatic motor | CFIHOS-30000548 | rated output power | CFIHOS-40000523 | KWT | K43 |  |  |  | STANDARD | CR0028;CR0032 | 2019-05-14 09:39 | 2021-10-11 09:54
position switch | CFIHOS-30000678 | explosion protection gas group | CFIHOS-40000110 | [5 empty] | STANDARD | CR0028 | 2019-05-14 09:39 | 2021-10-11 09:54
position switch | CFIHOS-30000678 | explosion protection temperature class | CFIHOS-40000112 | [5 empty] | STANDARD | CR0028 | 2019-05-14 09:39 | 2021-10-11 09:54
position switch | CFIHOS-30000678 | explosion protection zone | CFIHOS-40000113 | [5 empty] | STANDARD | CR0028 | 2019-05-14 09:39 | 2021-10-11 09:54
position switch | CFIHOS-30000678 | safety integrity level | CFIHOS-40000579 | [5 empty] | STANDARD | CR0028 | 2019-05-14 09:39 | 2021-10-11 09:54
position transmitter | CFIHOS-30000449 | explosion protection gas group | CFIHOS-40000110 |  |  | IEC 60529:2013 |  |  | STANDARD | V1.2 | 2017-02-13 22:35 | 2021-10-11 09:54
position transmitter | CFIHOS-30000449 | explosion protection temperature class | CFIHOS-40000112 |  |  | IEC 60529:2013 |  |  | STANDARD | V1.2 | 2017-02-13 22:35 | 2021-10-11 09:54
position transmitter | CFIHOS-30000449 | explosion protection zone | CFIHOS-40000113 |  |  | IEC 60529:2013 |  |  | STANDARD | V1.2 | 2017-02-13 22:35 | 2021-10-11 09:54
position transmitter | CFIHOS-30000449 | safety integrity level | CFIHOS-40000579 | [5 empty] | STANDARD | CR0028 | 2019-05-14 09:39 | 2021-10-11 09:54
positioning system | CFIHOS-30000184 | explosion protection gas group | CFIHOS-40000110 | [5 empty] | TERMINATED | CR0028 | 2017-02-13 22:35 | 2021-10-11 09:54 | 2021-10-11 09:54
positioning system | CFIHOS-30000184 | explosion protection temperature class | CFIHOS-40000112 | [5 empty] | TERMINATED | CR0028 | 2017-02-13 22:35 | 2021-10-11 09:54 | 2021-10-11 09:54
positioning system | CFIHOS-30000184 | explosion protection zone | CFIHOS-40000113 | [5 empty] | TERMINATED | CR0028 | 2017-02-13 22:35 | 2021-10-11 09:54 | 2021-10-11 09:54
positive displacement flow element | CFIHOS-30000185 | explosion protection gas group | CFIHOS-40000110 | [5 empty] | STANDARD | CR0029 | 2019-10-01 02:04 | 2021-10-11 09:54
positive displacement flow element | CFIHOS-30000185 | explosion protection temperature class | CFIHOS-40000112 | [5 empty] | STANDARD | CR0029 | 2019-10-01 02:04 | 2021-10-11 09:54
positive displacement flow element | CFIHOS-30000185 | explosion protection zone | CFIHOS-40000113 | [5 empty] | STANDARD | CR0029 | 2019-10-01 02:04 | 2021-10-11 09:54
positive displacement flow element | CFIHOS-30000185 | fluid name | CFIHOS-40000132 | [5 empty] | STANDARD | CR0029 | 2019-10-01 02:04 | 2021-10-11 09:54
positive displacement flow transmitter | CFIHOS-30000450 | explosion protection gas group | CFIHOS-40000110 |  |  | IEC 60529:2013 |  |  | STANDARD | CR0014;FR60 | 2017-02-13 22:35 | 2021-10-11 09:54
positive displacement flow transmitter | CFIHOS-30000450 | explosion protection temperature class | CFIHOS-40000112 |  |  | IEC 60529:2013 |  |  | STANDARD | CR0014;FR60 | 2017-02-13 22:35 | 2021-10-11 09:54
positive displacement flow transmitter | CFIHOS-30000450 | explosion protection zone | CFIHOS-40000113 |  |  | IEC 60529:2013 |  |  | STANDARD | CR0014;FR60 | 2017-02-13 22:35 | 2021-10-11 09:54
positive displacement flow transmitter | CFIHOS-30000450 | safety integrity level | CFIHOS-40000579 | [5 empty] | STANDARD | CR0029 | 2019-10-01 02:04 | 2021-10-11 09:54
pour point analyser | CFIHOS-30000451 | explosion protection gas group | CFIHOS-40000110 |  |  | IEC 60529:2013 |  |  | STANDARD | CR0002;FR60 | 2017-02-13 22:35 | 2021-10-11 09:54
pour point analyser | CFIHOS-30000451 | explosion protection temperature class | CFIHOS-40000112 |  |  | IEC 60529:2013 |  |  | STANDARD | CR0002;FR60 | 2017-02-13 22:35 | 2021-10-11 09:54
pour point analyser | CFIHOS-30000451 | explosion protection zone | CFIHOS-40000113 |  |  | IEC 60529:2013 |  |  | STANDARD | CR0002;FR60 | 2017-02-13 22:35 | 2021-10-11 09:54
power cable | CFIHOS-30000360 | actual length | CFIHOS-40000001 | [5 empty] | TERMINATED | CR0028 | 2017-02-13 22:35 | 2021-10-11 09:54 | 2021-10-11 09:54
power cable | CFIHOS-30000360 | cable cross sectional area | CFIHOS-40000032 | [5 empty] | TERMINATED | CR0028 | 2017-02-13 22:35 | 2021-10-11 09:54 | 2021-10-11 09:54
power cable | CFIHOS-30000360 | cable specification | CFIHOS-40000033 | [5 empty] | TERMINATED | CR0028 | 2017-02-13 22:35 | 2021-10-11 09:54 | 2021-10-11 09:54
power cable | CFIHOS-30000360 | design specification | CFIHOS-40000487 | [5 empty] | TERMINATED | CR0028 | 2019-05-14 09:39 | 2021-10-11 09:54 | 2021-10-11 09:54
power cable | CFIHOS-30000360 | length | CFIHOS-40000201 | MMT | INH |  |  |  | STANDARD | CR0028;CR0032 | 2019-05-14 09:39 | 2021-10-11 09:54
power cable | CFIHOS-30000360 | nominal current | CFIHOS-40000241 | AMP | AMP |  |  |  | STANDARD | CR0028;CR0032 | 2019-05-14 09:39 | 2021-10-11 09:54
power cable | CFIHOS-30000360 | number of cores | CFIHOS-40000301 | [5 empty] | STANDARD | V1.2 | 2017-02-13 22:35 | 2021-10-11 09:54
power cable | CFIHOS-30000360 | operating voltage | CFIHOS-40000603 | [5 empty] | STANDARD | CR0028 | 2019-05-14 09:39 | 2021-10-11 09:54
power cable | CFIHOS-30000360 | rated current | CFIHOS-40000521 | AMP | AMP |  |  |  | STANDARD | CR0032 | 2017-02-13 22:35 | 2021-10-11 09:54
power cable | CFIHOS-30000360 | rated short circuit current | CFIHOS-40000331 | B22 | B22 |  |  |  | STANDARD | CR0032 | 2017-02-13 22:35 | 2021-10-11 09:54
power cable | CFIHOS-30000360 | rated voltage | CFIHOS-40000528 | VLT | VLT |  |  |  | STANDARD | CR0032 | 2017-02-13 22:35 | 2021-10-11 09:54
power stabiliser | CFIHOS-30000186 | explosion protection gas group | CFIHOS-40000110 | [5 empty] | STANDARD | CR0028 | 2019-05-14 09:39 | 2021-10-11 09:54
power stabiliser | CFIHOS-30000186 | explosion protection temperature class | CFIHOS-40000112 | [5 empty] | STANDARD | CR0028 | 2019-05-14 09:39 | 2021-10-11 09:54
power stabiliser | CFIHOS-30000186 | explosion protection zone | CFIHOS-40000113 | [5 empty] | STANDARD | CR0028 | 2019-05-14 09:39 | 2021-10-11 09:54
power supply unit | CFIHOS-30000361 | explosion protection gas group | CFIHOS-40000110 |  |  | IEC 60529:2013 |  |  | STANDARD | V1.2 | 2017-02-13 22:35 | 2021-10-11 09:54
power supply unit | CFIHOS-30000361 | explosion protection temperature class | CFIHOS-40000112 |  |  | IEC 60529:2013 |  |  | STANDARD | V1.2 | 2017-02-13 22:35 | 2021-10-11 09:54
power supply unit | CFIHOS-30000361 | explosion protection zone | CFIHOS-40000113 |  |  | IEC 60529:2013 |  |  | STANDARD | V1.2 | 2017-02-13 22:35 | 2021-10-11 09:54
power supply unit | CFIHOS-30000361 | operating voltage | CFIHOS-40000603 | [5 empty] | STANDARD | CR0028 | 2019-05-14 09:39 | 2021-10-11 09:54
power supply unit | CFIHOS-30000361 | rated output power | CFIHOS-40000523 | KWT | K43 |  |  |  | STANDARD | CR0032 | 2017-02-13 22:35 | 2021-10-11 09:54
power supply unit | CFIHOS-30000361 | rated output voltage | CFIHOS-40000328 | VLT | VLT |  |  |  | STANDARD | CR0032 | 2017-02-13 22:35 | 2021-10-11 09:54
power supply unit | CFIHOS-30000361 | rated voltage | CFIHOS-40000528 | VLT | VLT |  |  |  | STANDARD | CR0032 | 2017-02-13 22:35 | 2021-10-11 09:54
pressure element | CFIHOS-30000673 | explosion protection gas group | CFIHOS-40000110 | [5 empty] | STANDARD | CR0028 | 2019-05-14 09:39 | 2021-10-11 09:54
pressure element | CFIHOS-30000673 | explosion protection temperature class | CFIHOS-40000112 | [5 empty] | STANDARD | CR0028 | 2019-05-14 09:39 | 2021-10-11 09:54
pressure element | CFIHOS-30000673 | explosion protection zone | CFIHOS-40000113 | [5 empty] | STANDARD | CR0028 | 2019-05-14 09:39 | 2021-10-11 09:54
pressure element | CFIHOS-30000673 | fluid name | CFIHOS-40000132 | [5 empty] | STANDARD | CR0028 | 2019-05-14 09:39 | 2021-10-11 09:54
pressure gauge | CFIHOS-30000452 | explosion protection gas group | CFIHOS-40000110 | [5 empty] | STANDARD | CR0028 | 2019-05-14 09:39 | 2021-10-11 09:54
pressure gauge | CFIHOS-30000452 | explosion protection temperature class | CFIHOS-40000112 | [5 empty] | STANDARD | CR0028 | 2019-05-14 09:39 | 2021-10-11 09:54
pressure gauge | CFIHOS-30000452 | explosion protection zone | CFIHOS-40000113 | [5 empty] | STANDARD | CR0028 | 2019-05-14 09:39 | 2021-10-11 09:54
pressure regulator | CFIHOS-30000453 | constant back pressure | CFIHOS-40000490 | [5 empty] | TERMINATED | CR0002 | 2017-02-13 22:35 | 2021-10-11 09:54 | 2021-10-11 09:54
pressure regulator | CFIHOS-30000453 | design specification | CFIHOS-40000487 | [5 empty] | STANDARD | CR0029 | 2019-10-01 02:04 | 2021-10-11 09:54
pressure regulator | CFIHOS-30000453 | explosion protection gas group | CFIHOS-40000110 | [5 empty] | STANDARD | CR0029 | 2019-10-01 02:04 | 2021-10-11 09:54
pressure regulator | CFIHOS-30000453 | explosion protection temperature class | CFIHOS-40000112 | [5 empty] | STANDARD | CR0029 | 2019-10-01 02:04 | 2021-10-11 09:54
pressure regulator | CFIHOS-30000453 | explosion protection zone | CFIHOS-40000113 | [5 empty] | STANDARD | CR0029 | 2019-10-01 02:04 | 2021-10-11 09:54
pressure regulator | CFIHOS-30000453 | failure action | CFIHOS-40000580 |  |  | ISO 14224:2016 |  |  | STANDARD | CR0029;FR60 | 2019-10-01 02:04 | 2021-10-11 09:54
pressure regulator | CFIHOS-30000453 | fluid name | CFIHOS-40000132 | [5 empty] | STANDARD | CR0002;FR60 | 2017-02-13 22:35 | 2021-10-11 09:54
pressure regulator | CFIHOS-30000453 | full opening valve | CFIHOS-40000584 | [5 empty] | STANDARD | CR0029 | 2019-10-01 02:04 | 2021-10-11 09:54
pressure regulator | CFIHOS-30000453 | nominal diameter | CFIHOS-40000509 | MMT | INH |  |  |  | STANDARD | CR0029;CR0032 | 2019-10-01 02:04 | 2021-10-11 09:54
pressure regulator | CFIHOS-30000453 | nominal inlet diameter | CFIHOS-40000242 | [5 empty] | TERMINATED | CR0002 | 2017-02-13 22:35 | 2021-10-11 09:54 | 2021-10-11 09:54
pressure regulator | CFIHOS-30000453 | nominal outlet diameter | CFIHOS-40000244 | [5 empty] | TERMINATED | CR0002 | 2017-02-13 22:35 | 2021-10-11 09:54 | 2021-10-11 09:54
pressure regulator | CFIHOS-30000453 | normal operating pressure | CFIHOS-40000512 | BRG | 64 |  |  |  | STANDARD | CR0002;CR0032;FR60 | 2017-02-13 22:35 | 2021-10-11 09:54
pressure regulator | CFIHOS-30000453 | normal operating temperature | CFIHOS-40000514 | CEL | FAH | ISO 14224:2016 |  |  | STANDARD | CR0029;CR0032;FR60 | 2019-10-01 02:04 | 2021-10-11 09:54
pressure regulator | CFIHOS-30000453 | piping class | CFIHOS-40000488 |  |  | API Spec 6D:2014 |  |  | STANDARD | CR0029;FR60 | 2019-10-01 02:04 | 2021-10-11 09:54
pressure regulator | CFIHOS-30000453 | relief bellows | CFIHOS-40000334 | [5 empty] | TERMINATED | CR0002 | 2017-02-13 22:35 | 2021-10-11 09:54 | 2021-10-11 09:54
pressure regulator | CFIHOS-30000453 | relief device type | CFIHOS-40000335 | [5 empty] | TERMINATED | CR0002 | 2017-02-13 22:35 | 2021-10-11 09:54 | 2021-10-11 09:54
pressure regulator | CFIHOS-30000453 | safety integrity level | CFIHOS-40000579 |  |  | ANSI/ISA-75.05.01-2019 |  |  | STANDARD | CR0029;FR60 | 2019-10-01 02:04 | 2021-10-11 09:54
pressure regulator | CFIHOS-30000453 | set pressure | CFIHOS-40000530 | [5 empty] | TERMINATED | CR0002 | 2017-02-13 22:35 | 2021-10-11 09:54 | 2021-10-11 09:54
pressure regulator | CFIHOS-30000453 | test medium | CFIHOS-40000412 | [5 empty] | TERMINATED | CR0002 | 2017-02-13 22:35 | 2021-10-11 09:54 | 2021-10-11 09:54
pressure regulator | CFIHOS-30000453 | upper limit operating temperature | CFIHOS-40000538 | [5 empty] | TERMINATED | CR0002 | 2017-02-13 22:35 | 2021-10-11 09:54 | 2021-10-11 09:54
pressure regulator | CFIHOS-30000453 | valve downstream of relief valve | CFIHOS-40000478 | [5 empty] | TERMINATED | CR0002 | 2017-02-13 22:35 | 2021-10-11 09:54 | 2021-10-11 09:54
pressure regulator | CFIHOS-30000453 | valve upstream of relief valve | CFIHOS-40000480 | [5 empty] | TERMINATED | CR0002 | 2017-02-13 22:35 | 2021-10-11 09:54 | 2021-10-11 09:54
pressure regulator | CFIHOS-30000453 | variable back pressure | CFIHOS-40000539 | [5 empty] | TERMINATED | CR0002 | 2017-02-13 22:35 | 2021-10-11 09:54 | 2021-10-11 09:54
pressure switch | CFIHOS-30000454 | explosion protection gas group | CFIHOS-40000110 |  |  | IEC 60529:2013 |  |  | STANDARD | V1.2 | 2017-02-13 22:35 | 2021-10-11 09:54
pressure switch | CFIHOS-30000454 | explosion protection temperature class | CFIHOS-40000112 |  |  | IEC 60529:2013 |  |  | STANDARD | V1.2 | 2017-02-13 22:35 | 2021-10-11 09:54
pressure switch | CFIHOS-30000454 | explosion protection zone | CFIHOS-40000113 |  |  | IEC 60529:2013 |  |  | STANDARD | V1.2 | 2017-02-13 22:35 | 2021-10-11 09:54
pressure switch | CFIHOS-30000454 | safety integrity level | CFIHOS-40000579 | [5 empty] | STANDARD | CR0028 | 2019-05-14 09:39 | 2021-10-11 09:54
pressure to current converter | CFIHOS-30000455 | explosion protection gas group | CFIHOS-40000110 |  |  | IEC 60529:2013 |  |  | STANDARD | CR0002;FR60 | 2017-02-13 22:35 | 2021-10-11 09:54
pressure to current converter | CFIHOS-30000455 | explosion protection temperature class | CFIHOS-40000112 |  |  | IEC 60529:2013 |  |  | STANDARD | CR0002;FR60 | 2017-02-13 22:35 | 2021-10-11 09:54
pressure to current converter | CFIHOS-30000455 | explosion protection zone | CFIHOS-40000113 |  |  | IEC 60529:2013 |  |  | STANDARD | CR0002;FR60 | 2017-02-13 22:35 | 2021-10-11 09:54
pressure transmitter | CFIHOS-30000654 | explosion protection gas group | CFIHOS-40000110 | [5 empty] | STANDARD | CR0028 | 2019-05-14 09:39 | 2021-10-11 09:54
pressure transmitter | CFIHOS-30000654 | explosion protection temperature class | CFIHOS-40000112 | [5 empty] | STANDARD | CR0028 | 2019-05-14 09:39 | 2021-10-11 09:54
pressure transmitter | CFIHOS-30000654 | explosion protection zone | CFIHOS-40000113 | [5 empty] | STANDARD | CR0028 | 2019-05-14 09:39 | 2021-10-11 09:54
pressure transmitter | CFIHOS-30000654 | safety integrity level | CFIHOS-40000579 | [5 empty] | STANDARD | CR0028 | 2019-05-14 09:39 | 2021-10-11 09:54
pressure-vacuum relief valve | CFIHOS-30000861 | body material | CFIHOS-40000017 |  |  | ISO 23251:2019;ISO 28300:2008 |  |  | STANDARD | CR0029;FR60 | 2019-10-01 02:04 | 2021-10-11 09:54
pressure-vacuum relief valve | CFIHOS-30000861 | cold differential test pressure | CFIHOS-40000045 | BRG | 64 | ISO 23251:2019;ISO 28300:2008 |  |  | STANDARD | CR0029;CR0032;FR60 | 2019-10-01 02:04 | 2021-10-11 09:54
pressure-vacuum relief valve | CFIHOS-30000861 | constant back pressure | CFIHOS-40000490 | BRG | 64 | ISO 23251:2019;ISO 28300:2008 |  |  | STANDARD | CR0029;CR0032;FR60 | 2019-10-01 02:04 | 2021-10-11 09:54
pressure-vacuum relief valve | CFIHOS-30000861 | design specification | CFIHOS-40000487 |  |  | ISO 23251:2019;ISO 28300:2008 |  |  | STANDARD | CR0029;FR60 | 2019-10-01 02:04 | 2021-10-11 09:54
pressure-vacuum relief valve | CFIHOS-30000861 | fluid name | CFIHOS-40000132 |  |  | ISO 23251:2019;ISO 28300:2008 |  |  | STANDARD | CR0029;FR60 | 2019-10-01 02:04 | 2021-10-11 09:54
pressure-vacuum relief valve | CFIHOS-30000861 | fluid phase | CFIHOS-40000133 |  |  | ISO 23251:2019;ISO 28300:2008 |  |  | STANDARD | CR0029;FR60 | 2019-10-01 02:04 | 2021-10-11 09:54
pressure-vacuum relief valve | CFIHOS-30000861 | lower limit design temperature | CFIHOS-40000503 | CEL | FAH |  |  |  | STANDARD | CR0029;CR0032 | 2019-10-01 02:04 | 2021-10-11 09:54
pressure-vacuum relief valve | CFIHOS-30000861 | nominal inlet diameter | CFIHOS-40000242 | MMT | INH | ISO 23251:2019;ISO 28300:2008 |  |  | STANDARD | CR0029;CR0032;FR60 | 2019-10-01 02:04 | 2021-10-11 09:54
pressure-vacuum relief valve | CFIHOS-30000861 | nominal outlet diameter | CFIHOS-40000244 | MMT | INH | ISO 23251:2019;ISO 28300:2008 |  |  | STANDARD | CR0029;CR0032;FR60 | 2019-10-01 02:04 | 2021-10-11 09:54
pressure-vacuum relief valve | CFIHOS-30000861 | normal operating dynamic viscosity | CFIHOS-40000255 | C24 | C7 |  |  |  | STANDARD | CR0029;CR0032 | 2019-10-01 02:04 | 2021-10-11 09:54
pressure-vacuum relief valve | CFIHOS-30000861 | normal operating mass flow rate | CFIHOS-40000275 | E93 | 4U |  |  |  | STANDARD | CR0029;CR0032 | 2019-10-01 02:04 | 2021-10-11 09:54
pressure-vacuum relief valve | CFIHOS-30000861 | normal operating pressure | CFIHOS-40000512 | BRG | 64 | ISO 23251:2019;ISO 28300:2008 |  |  | STANDARD | CR0029;CR0032;FR60 | 2019-10-01 02:04 | 2021-10-11 09:54
pressure-vacuum relief valve | CFIHOS-30000861 | normal operating temperature | CFIHOS-40000514 | CEL | FAH | ISO 23251:2019;ISO 28300:2008 |  |  | STANDARD | CR0029;CR0032;FR60 | 2019-10-01 02:04 | 2021-10-11 09:54
pressure-vacuum relief valve | CFIHOS-30000861 | orifice area calculated | CFIHOS-40000518 | MMK | INK | ISO 23251:2019;ISO 28300:2008 |  |  | STANDARD | CR0029;CR0032;FR60 | 2019-10-01 02:04 | 2021-10-11 09:54
pressure-vacuum relief valve | CFIHOS-30000861 | relief bellows | CFIHOS-40000334 |  |  | ISO 23251:2019;ISO 28300:2008 |  |  | STANDARD | CR0029;FR60 | 2019-10-01 02:04 | 2021-10-11 09:54
pressure-vacuum relief valve | CFIHOS-30000861 | safety integrity level | CFIHOS-40000579 |  |  | ANSI/ISA-75.05.01-2019 |  |  | STANDARD | CR0029;FR60 | 2019-10-01 02:04 | 2021-10-11 09:54
pressure-vacuum relief valve | CFIHOS-30000861 | set pressure | CFIHOS-40000530 | BRG | 64 | ISO 23251:2019;ISO 28300:2008 |  |  | STANDARD | CR0029;CR0032;FR60 | 2019-10-01 02:04 | 2021-10-11 09:54
pressure-vacuum relief valve | CFIHOS-30000861 | spring material specification | CFIHOS-40000375 |  |  | ISO 23251:2019;ISO 28300:2008 |  |  | STANDARD | CR0029;FR60 | 2019-10-01 02:04 | 2021-10-11 09:54
pressure-vacuum relief valve | CFIHOS-30000861 | test medium | CFIHOS-40000412 |  |  | ISO 23251:2019;ISO 28300:2008 |  |  | STANDARD | CR0029;FR60 | 2019-10-01 02:04 | 2021-10-11 09:54
pressure-vacuum relief valve | CFIHOS-30000861 | test pressure | CFIHOS-40000532 | BRG | 64 |  |  |  | STANDARD | CR0029;CR0032 | 2019-10-01 02:04 | 2021-10-11 09:54
pressure-vacuum relief valve | CFIHOS-30000861 | upper limit operating temperature | CFIHOS-40000538 | CEL | FAH | ISO 23251:2019;ISO 28300:2008 |  |  | STANDARD | CR0029;CR0032;FR60 | 2019-10-01 02:04 | 2021-10-11 09:54
pressure-vacuum relief valve | CFIHOS-30000861 | variable back pressure | CFIHOS-40000539 | BRG | 64 | ISO 23251:2019;ISO 28300:2008 |  |  | STANDARD | CR0029;CR0032;FR60 | 2019-10-01 02:04 | 2021-10-11 09:54
printed circuit heat exchanger | CFIHOS-30000754 | cold side fluid name | CFIHOS-40000046 | [5 empty] | STANDARD | CR0028 | 2019-05-14 09:39 | 2021-10-11 09:54
printed circuit heat exchanger | CFIHOS-30000754 | cold side normal operating inlet pressure | CFIHOS-40000049 | BRG | 64 |  |  |  | STANDARD | CR0028;CR0032 | 2019-05-14 09:39 | 2021-10-11 09:54
printed circuit heat exchanger | CFIHOS-30000754 | cold side normal operating inlet temperature | CFIHOS-40000050 | CEL | FAH |  |  |  | STANDARD | CR0028;CR0032 | 2019-05-14 09:39 | 2021-10-11 09:54
printed circuit heat exchanger | CFIHOS-30000754 | cold side normal operating mass flow rate | CFIHOS-40000616 | [5 empty] | STANDARD | CR0028 | 2019-05-14 09:39 | 2021-10-11 09:54
printed circuit heat exchanger | CFIHOS-30000754 | cold side normal operating outlet temperature | CFIHOS-40000052 | CEL | FAH |  |  |  | STANDARD | CR0028;CR0032 | 2019-05-14 09:39 | 2021-10-11 09:54
printed circuit heat exchanger | CFIHOS-30000754 | external coating specification | CFIHOS-40000613 | [5 empty] | STANDARD | CR0028 | 2019-05-14 09:39 | 2021-10-11 09:54
printed circuit heat exchanger | CFIHOS-30000754 | hot side fluid name | CFIHOS-40000159 | [5 empty] | STANDARD | CR0028 | 2019-05-14 09:39 | 2021-10-11 09:54
printed circuit heat exchanger | CFIHOS-30000754 | hot side normal operating inlet pressure | CFIHOS-40000162 | BRG | 64 |  |  |  | STANDARD | CR0028;CR0032 | 2019-05-14 09:39 | 2021-10-11 09:54
printed circuit heat exchanger | CFIHOS-30000754 | hot side normal operating inlet temperature | CFIHOS-40000617 | [5 empty] | STANDARD | CR0028 | 2019-05-14 09:39 | 2021-10-11 09:54
printed circuit heat exchanger | CFIHOS-30000754 | hot side normal operating mass flow rate | CFIHOS-40000618 | [5 empty] | STANDARD | CR0028 | 2019-05-14 09:39 | 2021-10-11 09:54
printed circuit heat exchanger | CFIHOS-30000754 | hot side normal operating outlet temperature | CFIHOS-40000619 | [5 empty] | STANDARD | CR0028 | 2019-05-14 09:39 | 2021-10-11 09:54
process column | CFIHOS-30000586 | bottom section lower limit operating pressure | CFIHOS-40000024 | [5 empty] | TERMINATED | CR0028 | 2017-02-13 22:35 | 2021-10-11 09:54 | 2021-10-11 09:54
process column | CFIHOS-30000586 | bottom section lower limit operating temperature | CFIHOS-40000025 | [5 empty] | TERMINATED | CR0028 | 2017-02-13 22:35 | 2021-10-11 09:54 | 2021-10-11 09:54
process column | CFIHOS-30000586 | bottom section normal operating pressure | CFIHOS-40000026 | BRG | 64 |  |  |  | STANDARD | CR0032 | 2017-02-13 22:35 | 2021-10-11 09:54
process column | CFIHOS-30000586 | bottom section normal operating temperature | CFIHOS-40000027 | CEL | FAH |  |  |  | STANDARD | CR0032 | 2017-02-13 22:35 | 2021-10-11 09:54
process column | CFIHOS-30000586 | bottom section upper limit operating temperature | CFIHOS-40000028 | [5 empty] | TERMINATED | CR0028 | 2017-02-13 22:35 | 2021-10-11 09:54 | 2021-10-11 09:54
process column | CFIHOS-30000586 | design specification | CFIHOS-40000487 | [5 empty] | STANDARD | CR0028 | 2019-05-14 09:39 | 2021-10-11 09:54
process column | CFIHOS-30000586 | external coating specification | CFIHOS-40000613 | [5 empty] | STANDARD | CR0028 | 2019-05-14 09:39 | 2021-10-11 09:54
process column | CFIHOS-30000586 | external insulation type | CFIHOS-40000114 |  |  | ASME BPVC Section VIII |  |  | STANDARD | V1.2 | 2017-02-13 22:35 | 2021-10-11 09:54
process column | CFIHOS-30000586 | fluid name | CFIHOS-40000132 | [5 empty] | STANDARD | CR0028 | 2019-05-14 09:39 | 2021-10-11 09:54
process column | CFIHOS-30000586 | insulation code | CFIHOS-40000178 | [5 empty] | STANDARD | V1.2 | 2017-02-13 22:35 | 2021-10-11 09:54
process column | CFIHOS-30000586 | intermediate section lower limit operating pressure | CFIHOS-40000182 | [5 empty] | TERMINATED | CR0028 | 2017-02-13 22:35 | 2021-10-11 09:54 | 2021-10-11 09:54
process column | CFIHOS-30000586 | intermediate section lower limit operating temperature | CFIHOS-40000183 | [5 empty] | TERMINATED | CR0028 | 2017-02-13 22:35 | 2021-10-11 09:54 | 2021-10-11 09:54
process column | CFIHOS-30000586 | intermediate section normal operating pressure | CFIHOS-40000184 | BRG | 64 |  |  |  | STANDARD | CR0032 | 2017-02-13 22:35 | 2021-10-11 09:54
process column | CFIHOS-30000586 | intermediate section normal operating temperature | CFIHOS-40000185 | CEL | FAH |  |  |  | STANDARD | CR0032 | 2017-02-13 22:35 | 2021-10-11 09:54
process column | CFIHOS-30000586 | intermediate section upper limit operating temperature | CFIHOS-40000186 | [5 empty] | TERMINATED | CR0028 | 2017-02-13 22:35 | 2021-10-11 09:54 | 2021-10-11 09:54
process column | CFIHOS-30000586 | internal insulation type | CFIHOS-40000187 | [5 empty] | TERMINATED | CR0028 | 2017-02-13 22:35 | 2021-10-11 09:54 | 2021-10-11 09:54
process column | CFIHOS-30000586 | minimum design metal temperature | CFIHOS-40000232 | [5 empty] | TERMINATED | CR0028 | 2017-02-13 22:35 | 2021-10-11 09:54 | 2021-10-11 09:54
process column | CFIHOS-30000586 | product stored | CFIHOS-40000322 | [5 empty] | TERMINATED | CR0028 | 2017-02-13 22:35 | 2021-10-11 09:54 | 2021-10-11 09:54
process column | CFIHOS-30000586 | relief valve set pressure | CFIHOS-40000336 | [5 empty] | TERMINATED | CR0028 | 2017-02-13 22:35 | 2021-10-11 09:54 | 2021-10-11 09:54
process column | CFIHOS-30000586 | test medium | CFIHOS-40000412 | [5 empty] | TERMINATED | CR0028 | 2017-02-13 22:35 | 2021-10-11 09:54 | 2021-10-11 09:54
process column | CFIHOS-30000586 | test pressure | CFIHOS-40000532 | [5 empty] | TERMINATED | CR0028 | 2017-02-13 22:35 | 2021-10-11 09:54 | 2021-10-11 09:54
process column | CFIHOS-30000586 | top section lower limit operating pressure | CFIHOS-40000418 | [5 empty] | TERMINATED | CR0028 | 2017-02-13 22:35 | 2021-10-11 09:54 | 2021-10-11 09:54
process column | CFIHOS-30000586 | top section lower limit operating temperature | CFIHOS-40000419 | [5 empty] | TERMINATED | CR0028 | 2017-02-13 22:35 | 2021-10-11 09:54 | 2021-10-11 09:54
process column | CFIHOS-30000586 | top section normal operating pressure | CFIHOS-40000420 | BRG | 64 |  |  |  | STANDARD | CR0032 | 2017-02-13 22:35 | 2021-10-11 09:54
process column | CFIHOS-30000586 | top section normal operating temperature | CFIHOS-40000421 | CEL | FAH |  |  |  | STANDARD | CR0032 | 2017-02-13 22:35 | 2021-10-11 09:54
process column | CFIHOS-30000586 | top section upper limit operating temperature | CFIHOS-40000422 | [5 empty] | TERMINATED | CR0028 | 2017-02-13 22:35 | 2021-10-11 09:54 | 2021-10-11 09:54
process column | CFIHOS-30000586 | upper limit design pressure | CFIHOS-40000535 | BRG | 64 |  |  |  | STANDARD | CR0032 | 2017-02-13 22:35 | 2021-10-11 09:54
process column | CFIHOS-30000586 | upper limit design temperature | CFIHOS-40000536 | CEL | FAH |  |  |  | STANDARD | CR0032 | 2017-02-13 22:35 | 2021-10-11 09:54
process data acquisition and control | CFIHOS-30000189 | explosion protection gas group | CFIHOS-40000110 | [5 empty] | STANDARD | CR0028 | 2019-05-14 09:39 | 2021-10-11 09:54
process data acquisition and control | CFIHOS-30000189 | explosion protection temperature class | CFIHOS-40000112 | [5 empty] | STANDARD | CR0028 | 2019-05-14 09:39 | 2021-10-11 09:54
process data acquisition and control | CFIHOS-30000189 | explosion protection zone | CFIHOS-40000113 | [5 empty] | STANDARD | CR0028 | 2019-05-14 09:39 | 2021-10-11 09:54
process reactor | CFIHOS-30000758 | external coating specification | CFIHOS-40000613 | [5 empty] | STANDARD | CR0028 | 2019-05-14 09:39 | 2021-10-11 09:54
protection relay | CFIHOS-30000728 | explosion protection gas group | CFIHOS-40000110 | [5 empty] | STANDARD | CR0028 | 2019-05-14 09:39 | 2021-10-11 09:54
protection relay | CFIHOS-30000728 | explosion protection temperature class | CFIHOS-40000112 | [5 empty] | STANDARD | CR0028 | 2019-05-14 09:39 | 2021-10-11 09:54
protection relay | CFIHOS-30000728 | explosion protection zone | CFIHOS-40000113 | [5 empty] | STANDARD | CR0028 | 2019-05-14 09:39 | 2021-10-11 09:54
proximity amplifier | CFIHOS-30000190 | explosion protection gas group | CFIHOS-40000110 |  |  | IEC 60529:2013 |  |  | TERMINATED | CR0014 | 2017-02-13 22:35 | 2021-10-11 09:54 | 2021-10-11 09:54
proximity amplifier | CFIHOS-30000190 | explosion protection temperature class | CFIHOS-40000112 |  |  | IEC 60529:2013 |  |  | TERMINATED | CR0014 | 2017-02-13 22:35 | 2021-10-11 09:54 | 2021-10-11 09:54
proximity amplifier | CFIHOS-30000190 | explosion protection zone | CFIHOS-40000113 |  |  | IEC 60529:2013 |  |  | TERMINATED | CR0014 | 2017-02-13 22:35 | 2021-10-11 09:54 | 2021-10-11 09:54
proximity element | CFIHOS-30000457 | explosion protection gas group | CFIHOS-40000110 |  |  | IEC 60529:2013 |  |  | STANDARD | CR0014 | 2017-02-13 22:35 | 2021-10-11 09:54
proximity element | CFIHOS-30000457 | explosion protection temperature class | CFIHOS-40000112 |  |  | IEC 60529:2013 |  |  | STANDARD | CR0014 | 2017-02-13 22:35 | 2021-10-11 09:54
proximity element | CFIHOS-30000457 | explosion protection zone | CFIHOS-40000113 |  |  | IEC 60529:2013 |  |  | STANDARD | CR0014 | 2017-02-13 22:35 | 2021-10-11 09:54
proximity switch | CFIHOS-30000458 | explosion protection gas group | CFIHOS-40000110 |  |  | IEC 60529:2013 |  |  | TERMINATED | CR0002 | 2017-02-13 22:35 | 2021-10-11 09:54 | 2021-10-11 09:54
proximity switch | CFIHOS-30000458 | explosion protection temperature class | CFIHOS-40000112 |  |  | IEC 60529:2013 |  |  | TERMINATED | CR0002 | 2017-02-13 22:35 | 2021-10-11 09:54 | 2021-10-11 09:54
proximity switch | CFIHOS-30000458 | explosion protection zone | CFIHOS-40000113 |  |  | IEC 60529:2013 |  |  | TERMINATED | CR0002 | 2017-02-13 22:35 | 2021-10-11 09:54 | 2021-10-11 09:54
public address and alarm system | CFIHOS-30000191 | explosion protection gas group | CFIHOS-40000110 | [5 empty] | STANDARD | CR0028 | 2019-06-04 17:48 | 2021-10-11 09:54
public address and alarm system | CFIHOS-30000191 | explosion protection temperature class | CFIHOS-40000112 | [5 empty] | STANDARD | CR0028 | 2019-06-04 17:48 | 2021-10-11 09:54
public address and alarm system | CFIHOS-30000191 | explosion protection zone | CFIHOS-40000113 | [5 empty] | STANDARD | CR0028 | 2019-06-04 17:48 | 2021-10-11 09:54
pulsation damper | CFIHOS-30000549 | coil normal operating pressure | CFIHOS-40000042 | [5 empty] | TERMINATED | CR0028 | 2017-02-13 22:35 | 2021-10-11 09:54 | 2021-10-11 09:54
pulsation damper | CFIHOS-30000549 | coil normal operating temperature | CFIHOS-40000043 | [5 empty] | TERMINATED | CR0028 | 2017-02-13 22:35 | 2021-10-11 09:54 | 2021-10-11 09:54
pulsation damper | CFIHOS-30000549 | external insulation type | CFIHOS-40000114 | [5 empty] | TERMINATED | CR0028 | 2017-02-13 22:35 | 2021-10-11 09:54 | 2021-10-11 09:54
pulsation damper | CFIHOS-30000549 | external upper limit design pressure | CFIHOS-40000119 | [5 empty] | TERMINATED | CR0028 | 2017-02-13 22:35 | 2021-10-11 09:54 | 2021-10-11 09:54
pulsation damper | CFIHOS-30000549 | fluid name | CFIHOS-40000132 | [5 empty] | STANDARD | V1.2 | 2017-02-13 22:35 | 2021-10-11 09:54
pulsation damper | CFIHOS-30000549 | internal insulation type | CFIHOS-40000187 | [5 empty] | TERMINATED | CR0028 | 2017-02-13 22:35 | 2021-10-11 09:54 | 2021-10-11 09:54
pulsation damper | CFIHOS-30000549 | internal upper limit design pressure | CFIHOS-40000192 | [5 empty] | TERMINATED | CR0028 | 2017-02-13 22:35 | 2021-10-11 09:54 | 2021-10-11 09:54
pulsation damper | CFIHOS-30000549 | jacket normal operating pressure | CFIHOS-40000196 | [5 empty] | TERMINATED | CR0028 | 2017-02-13 22:35 | 2021-10-11 09:54 | 2021-10-11 09:54
pulsation damper | CFIHOS-30000549 | jacket normal operating temperature | CFIHOS-40000197 | [5 empty] | TERMINATED | CR0028 | 2017-02-13 22:35 | 2021-10-11 09:54 | 2021-10-11 09:54
pulsation damper | CFIHOS-30000549 | lower limit operating temperature | CFIHOS-40000504 | [5 empty] | TERMINATED | CR0028 | 2017-02-13 22:35 | 2021-10-11 09:54 | 2021-10-11 09:54
pulsation damper | CFIHOS-30000549 | minimum design metal temperature | CFIHOS-40000232 | [5 empty] | TERMINATED | CR0028 | 2017-02-13 22:35 | 2021-10-11 09:54 | 2021-10-11 09:54
pulsation damper | CFIHOS-30000549 | shell normal external operating pressure | CFIHOS-40000356 | [5 empty] | TERMINATED | CR0028 | 2017-02-13 22:35 | 2021-10-11 09:54 | 2021-10-11 09:54
pulsation damper | CFIHOS-30000549 | shell normal internal operating pressure | CFIHOS-40000357 | [5 empty] | TERMINATED | CR0028 | 2017-02-13 22:35 | 2021-10-11 09:54 | 2021-10-11 09:54
pulsation damper | CFIHOS-30000549 | shell normal operating temperature | CFIHOS-40000358 | [5 empty] | TERMINATED | CR0028 | 2017-02-13 22:35 | 2021-10-11 09:54 | 2021-10-11 09:54
pulsation damper | CFIHOS-30000549 | upper limit design temperature | CFIHOS-40000536 | [5 empty] | TERMINATED | CR0028 | 2017-02-13 22:35 | 2021-10-11 09:54 | 2021-10-11 09:54
pulsation damper | CFIHOS-30000549 | upper limit operating temperature | CFIHOS-40000538 | [5 empty] | TERMINATED | CR0028 | 2017-02-13 22:35 | 2021-10-11 09:54 | 2021-10-11 09:54
pump | CFIHOS-30000550 | density | CFIHOS-40000546 | [5 empty] | STANDARD | CR0028 | 2019-05-14 09:39 | 2021-10-11 09:54
pump | CFIHOS-30000550 | design specification | CFIHOS-40000487 | [5 empty] | STANDARD | CR0028 | 2019-05-14 09:39 | 2021-10-11 09:54
pump | CFIHOS-30000550 | explosion protection gas group | CFIHOS-40000110 | [5 empty] | STANDARD | CR0028 | 2019-05-14 09:39 | 2021-10-11 09:54
pump | CFIHOS-30000550 | explosion protection temperature class | CFIHOS-40000112 | [5 empty] | STANDARD | CR0028 | 2019-05-14 09:39 | 2021-10-11 09:54
pump | CFIHOS-30000550 | explosion protection zone | CFIHOS-40000113 | [5 empty] | STANDARD | CR0028 | 2019-05-14 09:39 | 2021-10-11 09:54
pump | CFIHOS-30000550 | fluid name | CFIHOS-40000132 |  |  | ISO 14224:2016 |  |  | STANDARD | CR0028 | 2019-05-14 09:39 | 2021-10-11 09:54
pump | CFIHOS-30000550 | immersed | CFIHOS-40000172 |  |  | ISO 14224:2016 |  |  | STANDARD | CR0028 | 2019-05-14 09:39 | 2021-10-11 09:54
pump | CFIHOS-30000550 | insulation class | CFIHOS-40000177 | [5 empty] | STANDARD | CR0028 | 2019-05-14 09:39 | 2021-10-11 09:54
pump | CFIHOS-30000550 | lower limit ambient operating temperature | CFIHOS-40000206 | CEL | FAH |  |  |  | STANDARD | CR0028;CR0032 | 2019-05-14 09:39 | 2021-10-11 09:54
pump | CFIHOS-30000550 | lower limit design temperature | CFIHOS-40000503 | CEL | FAH |  |  |  | STANDARD | CR0028;CR0032 | 2019-05-14 09:39 | 2021-10-11 09:54
pump | CFIHOS-30000550 | lower limit operating inlet pressure | CFIHOS-40000552 |  |  | API Std 610:2010;API Std 675:2019;ISO 13709:2009 |  |  | STANDARD | CR0028 | 2019-05-14 09:39 | 2021-10-11 09:54
pump | CFIHOS-30000550 | lower limit operating outlet pressure | CFIHOS-40000554 |  |  | API Std 610:2010;API Std 675:2019;ISO 13709:2009 |  |  | STANDARD | CR0028 | 2019-05-14 09:39 | 2021-10-11 09:54
pump | CFIHOS-30000550 | lower limit operating temperature | CFIHOS-40000504 | CEL | FAH | API Std 610:2010;ISO 13709:2009 |  |  | STANDARD | CR0028;CR0032 | 2019-05-14 09:39 | 2021-10-11 09:54
pump | CFIHOS-30000550 | lower limit operating volume flow rate | CFIHOS-40000505 | MQH | SFM |  |  |  | STANDARD | CR0028;CR0032 | 2019-05-14 09:39 | 2021-10-11 09:54
pump | CFIHOS-30000550 | net positive suction head available | CFIHOS-40000507 | MTR | FOT | API Std 675:2019;ISO 13709:2009 |  |  | STANDARD | CR0028;CR0032 | 2019-05-14 09:39 | 2021-10-11 09:54
pump | CFIHOS-30000550 | normal operating dynamic viscosity | CFIHOS-40000255 | C24 | C7 | API Std 610:2010 |  |  | STANDARD | CR0031;CR0032;FR60 | 2019-05-14 09:39 | 2021-10-11 09:54
pump | CFIHOS-30000550 | normal operating inlet pressure | CFIHOS-40000511 | BRA | PSA | API Std 610:2010;ISO 13709:2009 |  |  | STANDARD | CR0028;CR0032 | 2019-05-14 09:39 | 2021-10-11 09:54
pump | CFIHOS-30000550 | normal operating inlet temperature | CFIHOS-40000272 | CEL | FAH |  |  |  | STANDARD | CR0028;CR0032 | 2019-05-14 09:39 | 2021-10-11 09:54
pump | CFIHOS-30000550 | normal operating outlet pressure | CFIHOS-40000278 | BRA | PSA | API Std 610:2010;ISO 13709:2009 |  |  | STANDARD | CR0028;CR0032 | 2019-05-14 09:39 | 2021-10-11 09:54
pump | CFIHOS-30000550 | normal operating temperature | CFIHOS-40000514 | CEL | FAH | API Std 610:2010;ISO 13709:2009 |  |  | STANDARD | CR0028;CR0032 | 2019-05-14 09:39 | 2021-10-11 09:54
pump | CFIHOS-30000550 | normal operating volume flow rate | CFIHOS-40000558 |  |  | API Std 675:2019 |  |  | STANDARD | CR0028 | 2019-05-14 09:39 | 2021-10-11 09:54
pump | CFIHOS-30000550 | operation continuous intermittent | CFIHOS-40000309 | [5 empty] | STANDARD | CR0028 | 2019-05-14 09:39 | 2021-10-11 09:54
pump | CFIHOS-30000550 | operation single/parallel | CFIHOS-40000310 | [5 empty] | STANDARD | CR0028 | 2019-05-14 09:39 | 2021-10-11 09:54
pump | CFIHOS-30000550 | orientation | CFIHOS-40000561 |  |  | ISO 14224:2016 |  |  | STANDARD | CR0028 | 2019-05-14 09:39 | 2021-10-11 09:54
pump | CFIHOS-30000550 | pump type | CFIHOS-40000637 |  |  | API Std 610:2010;API Std 675:2019;API Std 676:2009;API Std 681:1996;ISO 13709:2009 |  |  | STANDARD | CR0028 | 2019-05-14 09:39 | 2021-10-11 09:54
pump | CFIHOS-30000550 | test medium | CFIHOS-40000412 | [5 empty] | STANDARD | CR0028 | 2019-05-14 09:39 | 2021-10-11 09:54
pump | CFIHOS-30000550 | test pressure | CFIHOS-40000532 | BRG | 64 | API Std 610:2010;API Std 675:2019;ISO 13709:2009 |  |  | STANDARD | CR0028;CR0032 | 2019-05-14 09:39 | 2021-10-11 09:54
pump | CFIHOS-30000550 | upper limit ambient operating temperature | CFIHOS-40000454 | CEL | FAH |  |  |  | STANDARD | CR0028;CR0032 | 2019-05-14 09:39 | 2021-10-11 09:54
pump | CFIHOS-30000550 | upper limit design pressure | CFIHOS-40000535 | BRG | 64 |  |  |  | STANDARD | CR0028;CR0032 | 2019-05-14 09:39 | 2021-10-11 09:54
pump | CFIHOS-30000550 | upper limit design temperature | CFIHOS-40000536 | CEL | FAH |  |  |  | STANDARD | CR0028;CR0032 | 2019-05-14 09:39 | 2021-10-11 09:54
pump | CFIHOS-30000550 | upper limit operating inlet pressure | CFIHOS-40000466 | BRA | PSA | API Std 610:2010;API Std 675:2019;ISO 13709:2009 |  |  | STANDARD | CR0028;CR0032 | 2019-05-14 09:39 | 2021-10-11 09:54
pump | CFIHOS-30000550 | upper limit operating outlet pressure | CFIHOS-40000575 |  |  | API Std 610:2010;API Std 675:2019;ISO 13709:2009 |  |  | STANDARD | CR0028 | 2019-05-14 09:39 | 2021-10-11 09:54
pump | CFIHOS-30000550 | upper limit operating temperature | CFIHOS-40000538 | CEL | FAH | API Std 610:2010;ISO 13709:2009 |  |  | STANDARD | CR0028;CR0032 | 2019-05-14 09:39 | 2021-10-11 09:54
pump | CFIHOS-30000550 | upper limit operating volume flow rate | CFIHOS-40000577 | [5 empty] | STANDARD | CR0028 | 2019-05-14 09:39 | 2021-10-11 09:54
push button | CFIHOS-30000459 | explosion protection gas group | CFIHOS-40000110 |  |  | IEC 60529:2013 |  |  | STANDARD | V1.2 | 2017-02-13 22:35 | 2021-10-11 09:54
push button | CFIHOS-30000459 | explosion protection temperature class | CFIHOS-40000112 |  |  | IEC 60529:2013 |  |  | STANDARD | V1.2 | 2017-02-13 22:35 | 2021-10-11 09:54
push button | CFIHOS-30000459 | explosion protection zone | CFIHOS-40000113 |  |  | IEC 60529:2013 |  |  | STANDARD | V1.2 | 2017-02-13 22:35 | 2021-10-11 09:54
radar | CFIHOS-30000626 | explosion protection gas group | CFIHOS-40000110 | [5 empty] | STANDARD | CR0028 | 2019-05-14 09:39 | 2021-10-11 09:54
radar | CFIHOS-30000626 | explosion protection temperature class | CFIHOS-40000112 | [5 empty] | STANDARD | CR0028 | 2019-05-14 09:39 | 2021-10-11 09:54
radar | CFIHOS-30000626 | explosion protection zone | CFIHOS-40000113 | [5 empty] | STANDARD | CR0028 | 2019-05-14 09:39 | 2021-10-11 09:54
radar level element | CFIHOS-30000200 | explosion protection gas group | CFIHOS-40000110 |  |  | IEC 60529:2013 |  |  | STANDARD | CR0002;FR60 | 2017-02-13 22:35 | 2021-10-11 09:54
radar level element | CFIHOS-30000200 | explosion protection temperature class | CFIHOS-40000112 |  |  | IEC 60529:2013 |  |  | STANDARD | CR0002;FR60 | 2017-02-13 22:35 | 2021-10-11 09:54
radar level element | CFIHOS-30000200 | explosion protection zone | CFIHOS-40000113 |  |  | IEC 60529:2013 |  |  | STANDARD | CR0002;FR60 | 2017-02-13 22:35 | 2021-10-11 09:54
radar level element | CFIHOS-30000200 | fluid name | CFIHOS-40000132 | [5 empty] | STANDARD | CR0029 | 2019-10-01 02:04 | 2021-10-11 09:54
radar level transmitter | CFIHOS-30000460 | explosion protection gas group | CFIHOS-40000110 |  |  | IEC 60529:2013 |  |  | STANDARD | CR0014;FR60 | 2017-02-13 22:35 | 2021-10-11 09:54
radar level transmitter | CFIHOS-30000460 | explosion protection temperature class | CFIHOS-40000112 |  |  | IEC 60529:2013 |  |  | STANDARD | CR0014;FR60 | 2017-02-13 22:35 | 2021-10-11 09:54
radar level transmitter | CFIHOS-30000460 | explosion protection zone | CFIHOS-40000113 |  |  | IEC 60529:2013 |  |  | STANDARD | CR0014;FR60 | 2017-02-13 22:35 | 2021-10-11 09:54
radar level transmitter | CFIHOS-30000460 | safety integrity level | CFIHOS-40000579 | [5 empty] | STANDARD | CR0029 | 2019-10-01 02:04 | 2021-10-11 09:54
radio transceiver | CFIHOS-30000203 | explosion protection gas group | CFIHOS-40000110 |  |  | IEC 60529:2013 |  |  | STANDARD | V1.2 | 2017-02-13 22:35 | 2021-10-11 09:54
radio transceiver | CFIHOS-30000203 | explosion protection temperature class | CFIHOS-40000112 |  |  | IEC 60529:2013 |  |  | STANDARD | V1.2 | 2017-02-13 22:35 | 2021-10-11 09:54
radio transceiver | CFIHOS-30000203 | explosion protection zone | CFIHOS-40000113 |  |  | IEC 60529:2013 |  |  | STANDARD | V1.2 | 2017-02-13 22:35 | 2021-10-11 09:54
radioactive level transmitter | CFIHOS-30000461 | explosion protection gas group | CFIHOS-40000110 |  |  | IEC 60529:2013 |  |  | STANDARD | CR0014;FR60 | 2017-02-13 22:35 | 2021-10-11 09:54
radioactive level transmitter | CFIHOS-30000461 | explosion protection temperature class | CFIHOS-40000112 |  |  | IEC 60529:2013 |  |  | STANDARD | CR0014;FR60 | 2017-02-13 22:35 | 2021-10-11 09:54
radioactive level transmitter | CFIHOS-30000461 | explosion protection zone | CFIHOS-40000113 |  |  | IEC 60529:2013 |  |  | STANDARD | CR0014;FR60 | 2017-02-13 22:35 | 2021-10-11 09:54
radioactive level transmitter | CFIHOS-30000461 | safety integrity level | CFIHOS-40000579 | [5 empty] | STANDARD | CR0029 | 2019-10-01 02:04 | 2021-10-11 09:54
reboiler | CFIHOS-30000393 | insulation code | CFIHOS-40000178 | [5 empty] | TERMINATED | V1.2;CR0013 | 2017-02-13 22:35 | 2021-10-11 09:54 | 2021-10-11 09:54
reboiler | CFIHOS-30000393 | minimum design metal temperature | CFIHOS-40000232 | [5 empty] | TERMINATED | V1.2;CR0013 | 2017-02-13 22:35 | 2021-10-11 09:54 | 2021-10-11 09:54
reciprocating compressor | CFIHOS-30000551 | compressibility factor Z at inlet | CFIHOS-40000060 |  |  | ISO 14224:2016 |  |  | STANDARD | CR0029;FR60 | 2019-10-01 02:04 | 2021-10-11 09:54
reciprocating compressor | CFIHOS-30000551 | design specification | CFIHOS-40000487 | [5 empty] | STANDARD | CR0029 | 2019-10-01 02:04 | 2021-10-11 09:54
reciprocating compressor | CFIHOS-30000551 | direction of rotation | CFIHOS-40000075 | [5 empty] | STANDARD | CR0029 | 2019-10-01 02:04 | 2021-10-11 09:54
reciprocating compressor | CFIHOS-30000551 | explosion protection gas group | CFIHOS-40000110 | [5 empty] | STANDARD | CR0029 | 2019-10-01 02:04 | 2021-10-11 09:54
reciprocating compressor | CFIHOS-30000551 | explosion protection temperature class | CFIHOS-40000112 | [5 empty] | STANDARD | CR0029 | 2019-10-01 02:04 | 2021-10-11 09:54
reciprocating compressor | CFIHOS-30000551 | explosion protection zone | CFIHOS-40000113 | [5 empty] | STANDARD | CR0029 | 2019-10-01 02:04 | 2021-10-11 09:54
reciprocating compressor | CFIHOS-30000551 | fluid name | CFIHOS-40000132 |  |  | API Std 617:2014;ISO 10439-2:2015 |  |  | STANDARD | CR0029;FR60 | 2019-10-01 02:04 | 2021-10-11 09:54
reciprocating compressor | CFIHOS-30000551 | insulation class | CFIHOS-40000177 | [5 empty] | STANDARD | CR0029 | 2019-10-01 02:04 | 2021-10-11 09:54
reciprocating compressor | CFIHOS-30000551 | lower limit design outlet temperature | CFIHOS-40000550 | [5 empty] | STANDARD | CR0029 | 2019-10-01 02:04 | 2021-10-11 09:54
reciprocating compressor | CFIHOS-30000551 | lower limit operating suction pressure | CFIHOS-40000219 | BRA | PSA | ISO 14224:2016 |  |  | STANDARD | CR0029;CR0032;FR60 | 2019-10-01 02:04 | 2021-10-11 09:54
reciprocating compressor | CFIHOS-30000551 | lower limit operating temperature | CFIHOS-40000504 | CEL | FAH |  |  |  | STANDARD | CR0029;CR0032 | 2019-10-01 02:04 | 2021-10-11 09:54
reciprocating compressor | CFIHOS-30000551 | lower limit operating volume flow rate | CFIHOS-40000505 | MQH | SFM |  |  |  | STANDARD | CR0029;CR0032 | 2019-10-01 02:04 | 2021-10-11 09:54
reciprocating compressor | CFIHOS-30000551 | molecular weight | CFIHOS-40000506 |  |  | ISO 14224:2016 |  |  | STANDARD | CR0029;FR60 | 2019-10-01 02:04 | 2021-10-11 09:54
reciprocating compressor | CFIHOS-30000551 | normal operating inlet pressure | CFIHOS-40000511 | BRA | PSA | ISO 14224:2016 |  |  | STANDARD | CR0029;CR0032;FR60 | 2019-10-01 02:04 | 2021-10-11 09:54
reciprocating compressor | CFIHOS-30000551 | normal operating inlet temperature | CFIHOS-40000272 | CEL | FAH |  |  |  | STANDARD | CR0029;CR0032 | 2019-10-01 02:04 | 2021-10-11 09:54
reciprocating compressor | CFIHOS-30000551 | normal operating mass flow rate | CFIHOS-40000275 | E93 | 4U |  |  |  | STANDARD | CR0029;CR0032 | 2019-10-01 02:04 | 2021-10-11 09:54
reciprocating compressor | CFIHOS-30000551 | normal operating outlet pressure | CFIHOS-40000278 | BRA | PSA |  |  |  | STANDARD | CR0029;CR0032 | 2019-10-01 02:04 | 2021-10-11 09:54
reciprocating compressor | CFIHOS-30000551 | normal operating volume flow rate (at normal operating pressure and normal operating temperature) | CFIHOS-40000289 | MQH | SFM | ISO 14224:2016 |  |  | STANDARD | CR0029;CR0032;FR60 | 2019-10-01 02:04 | 2021-10-11 09:54
reciprocating compressor | CFIHOS-30000551 | operation continuous intermittent | CFIHOS-40000309 | [5 empty] | STANDARD | CR0029 | 2019-10-01 02:04 | 2021-10-11 09:54
reciprocating compressor | CFIHOS-30000551 | specific heat ratio Cp/Cv at inlet | CFIHOS-40000373 | [5 empty] | STANDARD | CR0029 | 2019-10-01 02:04 | 2021-10-11 09:54
reciprocating compressor | CFIHOS-30000551 | test medium | CFIHOS-40000412 | [5 empty] | STANDARD | CR0029 | 2019-10-01 02:04 | 2021-10-11 09:54
reciprocating compressor | CFIHOS-30000551 | test pressure | CFIHOS-40000532 | BRG | 64 |  |  |  | STANDARD | CR0029;CR0032 | 2019-10-01 02:04 | 2021-10-11 09:54
reciprocating compressor | CFIHOS-30000551 | upper limit allowable speed | CFIHOS-40000453 | RPM | RPM | ISO 10440-1:2007;API Std 681:1996 |  |  | STANDARD | CR0029;CR0032;FR60 | 2019-10-01 02:04 | 2021-10-11 09:54
reciprocating compressor | CFIHOS-30000551 | upper limit design outlet temperature | CFIHOS-40000572 | [5 empty] | STANDARD | CR0029 | 2019-10-01 02:04 | 2021-10-11 09:54
reciprocating compressor | CFIHOS-30000551 | upper limit design volume flow rate | CFIHOS-40000573 |  |  | ISO 14224:2016 |  |  | STANDARD | CR0029;FR60 | 2019-10-01 02:04 | 2021-10-11 09:54
reciprocating compressor | CFIHOS-30000551 | upper limit operating inlet pressure | CFIHOS-40000466 | BRA | PSA |  |  |  | STANDARD | CR0029;CR0032 | 2019-10-01 02:04 | 2021-10-11 09:54
reciprocating compressor | CFIHOS-30000551 | upper limit operating outlet pressure | CFIHOS-40000575 |  |  | ISO 14224:2016 |  |  | STANDARD | CR0029;FR60 | 2019-10-01 02:04 | 2021-10-11 09:54
reciprocating compressor | CFIHOS-30000551 | upper limit operating temperature | CFIHOS-40000538 | CEL | FAH |  |  |  | STANDARD | CR0029;CR0032 | 2019-10-01 02:04 | 2021-10-11 09:54
reciprocating pump | CFIHOS-30000862 | density | CFIHOS-40000546 | [5 empty] | STANDARD | CR0029 | 2019-10-01 02:04 | 2021-10-11 09:54
reciprocating pump | CFIHOS-30000862 | design specification | CFIHOS-40000487 | [5 empty] | STANDARD | CR0029 | 2019-10-01 02:04 | 2021-10-11 09:54
reciprocating pump | CFIHOS-30000862 | explosion protection gas group | CFIHOS-40000110 | [5 empty] | STANDARD | CR0029 | 2019-10-01 02:04 | 2021-10-11 09:54
reciprocating pump | CFIHOS-30000862 | explosion protection temperature class | CFIHOS-40000112 | [5 empty] | STANDARD | CR0029 | 2019-10-01 02:04 | 2021-10-11 09:54
reciprocating pump | CFIHOS-30000862 | explosion protection zone | CFIHOS-40000113 | [5 empty] | STANDARD | CR0029 | 2019-10-01 02:04 | 2021-10-11 09:54
reciprocating pump | CFIHOS-30000862 | fluid name | CFIHOS-40000132 |  |  | ISO 14224:2016 |  |  | STANDARD | CR0029;FR60 | 2019-10-01 02:04 | 2021-10-11 09:54
reciprocating pump | CFIHOS-30000862 | immersed | CFIHOS-40000172 |  |  | ISO 14224:2016 |  |  | STANDARD | CR0029;FR60 | 2019-10-01 02:04 | 2021-10-11 09:54
reciprocating pump | CFIHOS-30000862 | insulation class | CFIHOS-40000177 | [5 empty] | STANDARD | CR0029 | 2019-10-01 02:04 | 2021-10-11 09:54
reciprocating pump | CFIHOS-30000862 | lower limit ambient operating temperature | CFIHOS-40000206 | CEL | FAH |  |  |  | STANDARD | CR0029;CR0032 | 2019-10-01 02:04 | 2021-10-11 09:54
reciprocating pump | CFIHOS-30000862 | lower limit design temperature | CFIHOS-40000503 | CEL | FAH |  |  |  | STANDARD | CR0029;CR0032 | 2019-10-01 02:04 | 2021-10-11 09:54
reciprocating pump | CFIHOS-30000862 | lower limit operating inlet pressure | CFIHOS-40000552 |  |  | API Std 610:2010;API Std 675:2019;ISO 13709:2009 |  |  | STANDARD | CR0029;FR60 | 2019-10-01 02:04 | 2021-10-11 09:54
reciprocating pump | CFIHOS-30000862 | lower limit operating outlet pressure | CFIHOS-40000554 |  |  | API Std 610:2010;API Std 675:2019;ISO 13709:2009 |  |  | STANDARD | CR0029;FR60 | 2019-10-01 02:04 | 2021-10-11 09:54
reciprocating pump | CFIHOS-30000862 | lower limit operating temperature | CFIHOS-40000504 | CEL | FAH | API Std 610:2010;ISO 13709:2009 |  |  | STANDARD | CR0029;CR0032;FR60 | 2019-10-01 02:04 | 2021-10-11 09:54
reciprocating pump | CFIHOS-30000862 | lower limit operating volume flow rate | CFIHOS-40000505 | MQH | SFM |  |  |  | STANDARD | CR0029;CR0032 | 2019-10-01 02:04 | 2021-10-11 09:54
reciprocating pump | CFIHOS-30000862 | net positive suction head available | CFIHOS-40000507 | MTR | FOT | API Std 675:2019;ISO 13709:2009 |  |  | STANDARD | CR0029;CR0032;FR60 | 2019-10-01 02:04 | 2021-10-11 09:54
reciprocating pump | CFIHOS-30000862 | normal operating dynamic viscosity | CFIHOS-40000255 | C24 | C7 |  |  |  | STANDARD | CR0029;CR0032 | 2019-10-01 02:04 | 2021-10-11 09:54
reciprocating pump | CFIHOS-30000862 | normal operating inlet pressure | CFIHOS-40000511 | BRA | PSA | API Std 610:2010;ISO 13709:2009 |  |  | STANDARD | CR0029;CR0032;FR60 | 2019-10-01 02:04 | 2021-10-11 09:54
reciprocating pump | CFIHOS-30000862 | normal operating inlet temperature | CFIHOS-40000272 | CEL | FAH |  |  |  | STANDARD | CR0029;CR0032 | 2019-10-01 02:04 | 2021-10-11 09:54
reciprocating pump | CFIHOS-30000862 | normal operating outlet pressure | CFIHOS-40000278 | BRA | PSA | API Std 610:2010;ISO 13709:2009 |  |  | STANDARD | CR0029;CR0032;FR60 | 2019-10-01 02:04 | 2021-10-11 09:54
reciprocating pump | CFIHOS-30000862 | normal operating temperature | CFIHOS-40000514 | CEL | FAH | API Std 610:2010;ISO 13709:2009 |  |  | STANDARD | CR0029;CR0032;FR60 | 2019-10-01 02:04 | 2021-10-11 09:54
reciprocating pump | CFIHOS-30000862 | normal operating volume flow rate | CFIHOS-40000558 |  |  | API Std 675:2019 |  |  | STANDARD | CR0029;FR60 | 2019-10-01 02:04 | 2021-10-11 09:54
reciprocating pump | CFIHOS-30000862 | operation continuous intermittent | CFIHOS-40000309 | [5 empty] | STANDARD | CR0029 | 2019-10-01 02:04 | 2021-10-11 09:54
reciprocating pump | CFIHOS-30000862 | operation single/parallel | CFIHOS-40000310 | [5 empty] | STANDARD | CR0029 | 2019-10-01 02:04 | 2021-10-11 09:54
reciprocating pump | CFIHOS-30000862 | orientation | CFIHOS-40000561 |  |  | ISO 14224:2016 |  |  | STANDARD | CR0029;FR60 | 2019-10-01 02:04 | 2021-10-11 09:54
reciprocating pump | CFIHOS-30000862 | pump type | CFIHOS-40000637 |  |  | API Std 610:2010;API Std 675:2019;API Std 676:2009;API Std 681:1996;ISO 13709:2009 |  |  | STANDARD | CR0029;FR60 | 2019-10-01 02:04 | 2021-10-11 09:54
reciprocating pump | CFIHOS-30000862 | test medium | CFIHOS-40000412 | [5 empty] | STANDARD | CR0029 | 2019-10-01 02:04 | 2021-10-11 09:54
reciprocating pump | CFIHOS-30000862 | test pressure | CFIHOS-40000532 | BRG | 64 | API Std 610:2010;API Std 675:2019;ISO 13709:2009 |  |  | STANDARD | CR0029;CR0032;FR60 | 2019-10-01 02:04 | 2021-10-11 09:54
reciprocating pump | CFIHOS-30000862 | upper limit ambient operating temperature | CFIHOS-40000454 | CEL | FAH |  |  |  | STANDARD | CR0029;CR0032 | 2019-10-01 02:04 | 2021-10-11 09:54
reciprocating pump | CFIHOS-30000862 | upper limit design pressure | CFIHOS-40000535 | BRG | 64 |  |  |  | STANDARD | CR0029;CR0032 | 2019-10-01 02:04 | 2021-10-11 09:54
reciprocating pump | CFIHOS-30000862 | upper limit design temperature | CFIHOS-40000536 | CEL | FAH |  |  |  | STANDARD | CR0029;CR0032 | 2019-10-01 02:04 | 2021-10-11 09:54
reciprocating pump | CFIHOS-30000862 | upper limit operating inlet pressure | CFIHOS-40000466 | BRA | PSA | API Std 610:2010;API Std 675:2019;ISO 13709:2009 |  |  | STANDARD | CR0029;CR0032;FR60 | 2019-10-01 02:04 | 2021-10-11 09:54
reciprocating pump | CFIHOS-30000862 | upper limit operating outlet pressure | CFIHOS-40000575 |  |  | API Std 610:2010;API Std 675:2019;ISO 13709:2009 |  |  | STANDARD | CR0029;FR60 | 2019-10-01 02:04 | 2021-10-11 09:54
reciprocating pump | CFIHOS-30000862 | upper limit operating temperature | CFIHOS-40000538 | CEL | FAH | API Std 610:2010;ISO 13709:2009 |  |  | STANDARD | CR0029;CR0032;FR60 | 2019-10-01 02:04 | 2021-10-11 09:54
reciprocating pump | CFIHOS-30000862 | upper limit operating volume flow rate | CFIHOS-40000577 | [5 empty] | STANDARD | CR0029 | 2019-10-01 02:04 | 2021-10-11 09:54
recording instrument | CFIHOS-30000462 | explosion protection gas group | CFIHOS-40000110 | [5 empty] | STANDARD | CR0028 | 2019-05-14 09:39 | 2021-10-11 09:54
recording instrument | CFIHOS-30000462 | explosion protection temperature class | CFIHOS-40000112 | [5 empty] | STANDARD | CR0028 | 2019-05-14 09:39 | 2021-10-11 09:54
recording instrument | CFIHOS-30000462 | explosion protection zone | CFIHOS-40000113 | [5 empty] | STANDARD | CR0028 | 2019-05-14 09:39 | 2021-10-11 09:54
rectifier | CFIHOS-30000363 | explosion protection gas group | CFIHOS-40000110 | [5 empty] | STANDARD | CR0028 | 2019-05-14 09:39 | 2021-10-11 09:54
rectifier | CFIHOS-30000363 | explosion protection temperature class | CFIHOS-40000112 | [5 empty] | STANDARD | CR0028 | 2019-05-14 09:39 | 2021-10-11 09:54
rectifier | CFIHOS-30000363 | explosion protection zone | CFIHOS-40000113 | [5 empty] | STANDARD | CR0028 | 2019-05-14 09:39 | 2021-10-11 09:54
rectifier | CFIHOS-30000363 | rated output power | CFIHOS-40000523 | KWT | K43 |  |  |  | STANDARD | CR0032 | 2017-02-13 22:35 | 2021-10-11 09:54
rectifier | CFIHOS-30000363 | rated output voltage | CFIHOS-40000328 | VLT | VLT |  |  |  | STANDARD | CR0032 | 2017-02-13 22:35 | 2021-10-11 09:54
redox analyser | CFIHOS-30000206 | explosion protection gas group | CFIHOS-40000110 |  |  | IEC 60529:2013 |  |  | STANDARD | CR0002;FR60 | 2017-02-13 22:35 | 2021-10-11 09:54
redox analyser | CFIHOS-30000206 | explosion protection temperature class | CFIHOS-40000112 |  |  | IEC 60529:2013 |  |  | STANDARD | CR0002;FR60 | 2017-02-13 22:35 | 2021-10-11 09:54
redox analyser | CFIHOS-30000206 | explosion protection zone | CFIHOS-40000113 |  |  | IEC 60529:2013 |  |  | STANDARD | CR0002;FR60 | 2017-02-13 22:35 | 2021-10-11 09:54
relative pressure transmitter | CFIHOS-30000208 | explosion protection gas group | CFIHOS-40000110 |  |  | IEC 60529:2013 |  |  | STANDARD | CR0014;FR60 | 2017-02-13 22:35 | 2021-10-11 09:54
relative pressure transmitter | CFIHOS-30000208 | explosion protection temperature class | CFIHOS-40000112 |  |  | IEC 60529:2013 |  |  | STANDARD | CR0014;FR60 | 2017-02-13 22:35 | 2021-10-11 09:54
relative pressure transmitter | CFIHOS-30000208 | explosion protection zone | CFIHOS-40000113 |  |  | IEC 60529:2013 |  |  | STANDARD | CR0014;FR60 | 2017-02-13 22:35 | 2021-10-11 09:54
relative pressure transmitter | CFIHOS-30000208 | safety integrity level | CFIHOS-40000579 | [5 empty] | STANDARD | CR0029 | 2019-10-01 02:04 | 2021-10-11 09:54
relay | CFIHOS-30000364 | explosion protection gas group | CFIHOS-40000110 | [5 empty] | STANDARD | CR0028 | 2019-05-14 09:39 | 2021-10-11 09:54
relay | CFIHOS-30000364 | explosion protection temperature class | CFIHOS-40000112 | [5 empty] | STANDARD | CR0028 | 2019-05-14 09:39 | 2021-10-11 09:54
relay | CFIHOS-30000364 | explosion protection zone | CFIHOS-40000113 | [5 empty] | STANDARD | CR0028 | 2019-05-14 09:39 | 2021-10-11 09:54
relief valve | CFIHOS-30000295 | body material | CFIHOS-40000017 |  |  | ISO 23251:2019;ISO 28300:2008 |  |  | STANDARD | V1.2 | 2017-02-13 22:35 | 2021-10-11 09:54
relief valve | CFIHOS-30000295 | cold differential test pressure | CFIHOS-40000045 | BRG | 64 | ISO 23251:2019;ISO 28300:2008 |  |  | STANDARD | CR0032 | 2017-02-13 22:35 | 2021-10-11 09:54
relief valve | CFIHOS-30000295 | constant back pressure | CFIHOS-40000490 | BRG | 64 | ISO 23251:2019;ISO 28300:2008 |  |  | STANDARD | CR0032 | 2017-02-13 22:35 | 2021-10-11 09:54
relief valve | CFIHOS-30000295 | design specification | CFIHOS-40000487 |  |  | ISO 23251:2019;ISO 28300:2008 |  |  | STANDARD | CR0028 | 2019-05-14 09:39 | 2021-10-11 09:54
relief valve | CFIHOS-30000295 | fluid name | CFIHOS-40000132 |  |  | ISO 23251:2019;ISO 28300:2008 |  |  | STANDARD | V1.2 | 2017-02-13 22:35 | 2021-10-11 09:54
relief valve | CFIHOS-30000295 | fluid phase | CFIHOS-40000133 |  |  | ISO 23251:2019;ISO 28300:2008 |  |  | STANDARD | V1.2 | 2017-02-13 22:35 | 2021-10-11 09:54
relief valve | CFIHOS-30000295 | inlet flange rating | CFIHOS-40000174 | [5 empty] | TERMINATED | CR0028 | 2017-02-13 22:35 | 2021-10-11 09:54 | 2021-10-11 09:54
relief valve | CFIHOS-30000295 | lower limit design temperature | CFIHOS-40000503 | CEL | FAH |  |  |  | STANDARD | CR0028;CR0032 | 2019-05-14 09:39 | 2021-10-11 09:54
relief valve | CFIHOS-30000295 | nominal inlet diameter | CFIHOS-40000242 | MMT | INH | ISO 23251:2019;ISO 28300:2008 |  |  | STANDARD | CR0032 | 2017-02-13 22:35 | 2021-10-11 09:54
relief valve | CFIHOS-30000295 | nominal outlet diameter | CFIHOS-40000244 | MMT | INH | ISO 23251:2019;ISO 28300:2008 |  |  | STANDARD | CR0032 | 2017-02-13 22:35 | 2021-10-11 09:54
relief valve | CFIHOS-30000295 | normal operating dynamic viscosity | CFIHOS-40000255 | C24 | C7 |  |  |  | STANDARD | CR0028;CR0032 | 2019-05-14 09:39 | 2021-10-11 09:54
relief valve | CFIHOS-30000295 | normal operating mass flow rate | CFIHOS-40000275 | E93 | 4U |  |  |  | STANDARD | CR0028;CR0032 | 2019-05-14 09:39 | 2021-10-11 09:54
relief valve | CFIHOS-30000295 | normal operating pressure | CFIHOS-40000512 | BRG | 64 | ISO 23251:2019;ISO 28300:2008 |  |  | STANDARD | CR0032 | 2017-02-13 22:35 | 2021-10-11 09:54
relief valve | CFIHOS-30000295 | normal operating temperature | CFIHOS-40000514 | CEL | FAH | ISO 23251:2019;ISO 28300:2008 |  |  | STANDARD | CR0032 | 2017-02-13 22:35 | 2021-10-11 09:54
relief valve | CFIHOS-30000295 | orifice area calculated | CFIHOS-40000518 | MMK | INK | ISO 23251:2019;ISO 28300:2008 |  |  | STANDARD | CR0032 | 2017-02-13 22:35 | 2021-10-11 09:54
relief valve | CFIHOS-30000295 | outlet flange rating | CFIHOS-40000312 | [5 empty] | TERMINATED | CR0028 | 2017-02-13 22:35 | 2021-10-11 09:54 | 2021-10-11 09:54
relief valve | CFIHOS-30000295 | relief bellows | CFIHOS-40000334 |  |  | ISO 23251:2019;ISO 28300:2008 |  |  | STANDARD | V1.2 | 2017-02-13 22:35 | 2021-10-11 09:54
relief valve | CFIHOS-30000295 | relief device type | CFIHOS-40000335 | [5 empty] | TERMINATED | CR0028 | 2017-02-13 22:35 | 2021-10-11 09:54 | 2021-10-11 09:54
relief valve | CFIHOS-30000295 | safety integrity level | CFIHOS-40000579 |  |  | ANSI/ISA-75.05.01-2019 |  |  | STANDARD | CR0028 | 2019-05-14 09:39 | 2021-10-11 09:54
relief valve | CFIHOS-30000295 | set pressure | CFIHOS-40000530 | BRG | 64 | ISO 23251:2019;ISO 28300:2008 |  |  | STANDARD | CR0032 | 2017-02-13 22:35 | 2021-10-11 09:54
relief valve | CFIHOS-30000295 | spring material specification | CFIHOS-40000375 |  |  | ISO 23251:2019;ISO 28300:2008 |  |  | STANDARD | CR0028 | 2019-05-14 09:39 | 2021-10-11 09:54
relief valve | CFIHOS-30000295 | test medium | CFIHOS-40000412 |  |  | ISO 23251:2019;ISO 28300:2008 |  |  | STANDARD | V1.2 | 2017-02-13 22:35 | 2021-10-11 09:54
relief valve | CFIHOS-30000295 | test pressure | CFIHOS-40000532 | BRG | 64 |  |  |  | STANDARD | CR0028;CR0032 | 2019-05-14 09:39 | 2021-10-11 09:54
relief valve | CFIHOS-30000295 | upper limit operating temperature | CFIHOS-40000538 | CEL | FAH | ISO 23251:2019;ISO 28300:2008 |  |  | STANDARD | CR0032 | 2017-02-13 22:35 | 2021-10-11 09:54
relief valve | CFIHOS-30000295 | valve downstream of relief valve | CFIHOS-40000478 | [5 empty] | TERMINATED | CR0028 | 2017-02-13 22:35 | 2021-10-11 09:54 | 2021-10-11 09:54
relief valve | CFIHOS-30000295 | valve upstream of relief valve | CFIHOS-40000480 | [5 empty] | TERMINATED | CR0028 | 2017-02-13 22:35 | 2021-10-11 09:54 | 2021-10-11 09:54
relief valve | CFIHOS-30000295 | variable back pressure | CFIHOS-40000539 | BRG | 64 | ISO 23251:2019;ISO 28300:2008 |  |  | STANDARD | CR0032 | 2017-02-13 22:35 | 2021-10-11 09:54
remote terminal unit | CFIHOS-30000209 | explosion protection gas group | CFIHOS-40000110 | [5 empty] | STANDARD | CR0028 | 2019-05-14 09:39 | 2021-10-11 09:54
remote terminal unit | CFIHOS-30000209 | explosion protection temperature class | CFIHOS-40000112 | [5 empty] | STANDARD | CR0028 | 2019-05-14 09:39 | 2021-10-11 09:54
remote terminal unit | CFIHOS-30000209 | explosion protection zone | CFIHOS-40000113 | [5 empty] | STANDARD | CR0028 | 2019-05-14 09:39 | 2021-10-11 09:54
resistance temperature element | CFIHOS-30000463 | explosion protection gas group | CFIHOS-40000110 |  |  | IEC 60529:2013 |  |  | STANDARD | CR0002;FR60 | 2017-02-13 22:35 | 2021-10-11 09:54
resistance temperature element | CFIHOS-30000463 | explosion protection temperature class | CFIHOS-40000112 |  |  | IEC 60529:2013 |  |  | STANDARD | CR0002;FR60 | 2017-02-13 22:35 | 2021-10-11 09:54
resistance temperature element | CFIHOS-30000463 | explosion protection zone | CFIHOS-40000113 |  |  | IEC 60529:2013 |  |  | STANDARD | CR0002;FR60 | 2017-02-13 22:35 | 2021-10-11 09:54
resistance temperature element | CFIHOS-30000463 | fluid name | CFIHOS-40000132 | [5 empty] | STANDARD | CR0029 | 2019-10-01 02:04 | 2021-10-11 09:54
rigid riser | CFIHOS-30000863 | design specification | CFIHOS-40000487 | [5 empty] | STANDARD | CR0029 | 2019-10-01 02:04 | 2021-10-11 09:54
rigid riser | CFIHOS-30000863 | fluid name | CFIHOS-40000132 |  |  | ISO 14224:2016 |  |  | STANDARD | CR0029;FR60 | 2019-10-01 02:04 | 2021-10-11 09:54
rigid riser | CFIHOS-30000863 | lower limit operating pressure | CFIHOS-40000556 | [5 empty] | STANDARD | CR0029 | 2019-10-01 02:04 | 2021-10-11 09:54
rigid riser | CFIHOS-30000863 | lower limit operating temperature | CFIHOS-40000504 | CEL | FAH |  |  |  | STANDARD | CR0029;CR0032 | 2019-10-01 02:04 | 2021-10-11 09:54
rigid riser | CFIHOS-30000863 | normal operating pressure | CFIHOS-40000512 | BRG | 64 |  |  |  | STANDARD | CR0029;CR0032 | 2019-10-01 02:04 | 2021-10-11 09:54
rigid riser | CFIHOS-30000863 | normal operating temperature | CFIHOS-40000514 | CEL | FAH | ISO 14224:2016 |  |  | STANDARD | CR0029;CR0032;FR60 | 2019-10-01 02:04 | 2021-10-11 09:54
rigid riser | CFIHOS-30000863 | upper limit operating pressure | CFIHOS-40000537 | BRG | 64 |  |  |  | STANDARD | CR0029;CR0032 | 2019-10-01 02:04 | 2021-10-11 09:54
rigid riser | CFIHOS-30000863 | upper limit operating temperature | CFIHOS-40000538 | CEL | FAH |  |  |  | STANDARD | CR0029;CR0032 | 2019-10-01 02:04 | 2021-10-11 09:54
ring main unit | CFIHOS-30000729 | explosion protection gas group | CFIHOS-40000110 | [5 empty] | STANDARD | CR0028 | 2019-05-14 09:39 | 2021-10-11 09:54
ring main unit | CFIHOS-30000729 | explosion protection temperature class | CFIHOS-40000112 | [5 empty] | STANDARD | CR0028 | 2019-05-14 09:39 | 2021-10-11 09:54
ring main unit | CFIHOS-30000729 | explosion protection zone | CFIHOS-40000113 | [5 empty] | STANDARD | CR0028 | 2019-05-14 09:39 | 2021-10-11 09:54
riser | CFIHOS-30000502 | design specification | CFIHOS-40000487 |  |  | API Spec 16F:2017 |  |  | STANDARD | CR0031;FR60 | 2019-05-14 09:39 | 2021-10-11 09:54
riser | CFIHOS-30000502 | fluid name | CFIHOS-40000132 |  |  | ISO 14224:2016 |  |  | STANDARD | V1.2 | 2017-02-13 22:35 | 2021-10-11 09:54
riser | CFIHOS-30000502 | lower limit design temperature | CFIHOS-40000503 |  |  | API Spec 16F:2017 |  |  | STANDARD | CR0031;FR60 | 2020-05-05 09:55 | 2021-10-11 09:54
riser | CFIHOS-30000502 | lower limit operating pressure | CFIHOS-40000556 | [5 empty] | STANDARD | CR0028 | 2019-05-14 09:39 | 2021-10-11 09:54
riser | CFIHOS-30000502 | lower limit operating temperature | CFIHOS-40000504 | CEL | FAH |  |  |  | STANDARD | CR0032 | 2017-02-13 22:35 | 2021-10-11 09:54
riser | CFIHOS-30000502 | nominal diameter | CFIHOS-40000509 |  |  | API Spec 16F:2017 |  |  | STANDARD | CR0031;FR60 | 2020-05-05 09:55 | 2021-10-11 09:54
riser | CFIHOS-30000502 | normal operating pressure | CFIHOS-40000512 | BRG | 64 |  |  |  | STANDARD | CR0032 | 2017-02-13 22:35 | 2021-10-11 09:54
riser | CFIHOS-30000502 | normal operating temperature | CFIHOS-40000514 | CEL | FAH | ISO 14224:2016 |  |  | STANDARD | CR0032 | 2017-02-13 22:35 | 2021-10-11 09:54
riser | CFIHOS-30000502 | upper limit design pressure | CFIHOS-40000535 |  |  | API Spec 16F:2017 |  |  | STANDARD | CR0031;FR60 | 2020-05-05 09:55 | 2021-10-11 09:54
riser | CFIHOS-30000502 | upper limit design temperature | CFIHOS-40000536 |  |  | API Spec 16F:2017 |  |  | STANDARD | CR0031;FR60 | 2020-05-05 09:55 | 2021-10-11 09:54
riser | CFIHOS-30000502 | upper limit operating pressure | CFIHOS-40000537 | BRG | 64 |  |  |  | STANDARD | CR0028;CR0032 | 2019-05-14 09:39 | 2021-10-11 09:54
riser | CFIHOS-30000502 | upper limit operating temperature | CFIHOS-40000538 | CEL | FAH |  |  |  | STANDARD | CR0032 | 2017-02-13 22:35 | 2021-10-11 09:54
rod pump | CFIHOS-30000219 | explosion protection gas group | CFIHOS-40000110 |  |  | IEC 60529:2013 |  |  | TERMINATED | CR0009 | 2017-02-13 22:35 | 2021-10-11 09:54 | 2021-10-11 09:54
rod pump | CFIHOS-30000219 | explosion protection temperature class | CFIHOS-40000112 |  |  | IEC 60529:2013 |  |  | TERMINATED | CR0009 | 2017-02-13 22:35 | 2021-10-11 09:54 | 2021-10-11 09:54
rod pump | CFIHOS-30000219 | explosion protection zone | CFIHOS-40000113 |  |  | IEC 60529:2013 |  |  | TERMINATED | CR0009 | 2017-02-13 22:35 | 2021-10-11 09:54 | 2021-10-11 09:54
roller conveyor | CFIHOS-30000569 | design specification | CFIHOS-40000487 |  |  | ANSI/CEMA 350-2015 |  |  | STANDARD | FR74 | 2021-10-11 09:54 | 2021-10-11 09:54
roller conveyor | CFIHOS-30000569 | explosion protection zone | CFIHOS-40000113 |  |  | ANSI/CEMA 350-2015 |  |  | STANDARD | FR74 | 2021-10-11 09:54 | 2021-10-11 09:54
roller conveyor | CFIHOS-30000569 | lower limit design temperature | CFIHOS-40000503 |  |  | ANSI/CEMA 350-2015 |  |  | STANDARD | FR74 | 2021-10-11 09:54 | 2021-10-11 09:54
roller conveyor | CFIHOS-30000569 | normal volume flow rate | CFIHOS-40000293 |  |  | ANSI/CEMA 350-2015 |  |  | STANDARD | FR74 | 2021-10-11 09:54 | 2021-10-11 09:54
roller conveyor | CFIHOS-30000569 | upper limit design temperature | CFIHOS-40000536 |  |  | ANSI/CEMA 350-2015 |  |  | STANDARD | FR74 | 2021-10-11 09:54 | 2021-10-11 09:54
rotameter flow meter | CFIHOS-30000465 | explosion protection gas group | CFIHOS-40000110 |  |  | IEC 60529:2013 |  |  | TERMINATED | CR0002 | 2017-02-13 22:35 | 2021-10-11 09:54 | 2021-10-11 09:54
rotameter flow meter | CFIHOS-30000465 | explosion protection temperature class | CFIHOS-40000112 |  |  | IEC 60529:2013 |  |  | TERMINATED | CR0002 | 2017-02-13 22:35 | 2021-10-11 09:54 | 2021-10-11 09:54
rotameter flow meter | CFIHOS-30000465 | explosion protection zone | CFIHOS-40000113 |  |  | IEC 60529:2013 |  |  | TERMINATED | CR0002 | 2017-02-13 22:35 | 2021-10-11 09:54 | 2021-10-11 09:54
rotary compressor | CFIHOS-30000552 | compressibility factor Z at inlet | CFIHOS-40000060 |  |  | ISO 14224:2016 |  |  | STANDARD | CR0029;FR60 | 2019-10-01 02:04 | 2021-10-11 09:54
rotary compressor | CFIHOS-30000552 | design specification | CFIHOS-40000487 | [5 empty] | STANDARD | CR0029 | 2019-10-01 02:04 | 2021-10-11 09:54
rotary compressor | CFIHOS-30000552 | direction of rotation | CFIHOS-40000075 | [5 empty] | STANDARD | CR0029 | 2019-10-01 02:04 | 2021-10-11 09:54
rotary compressor | CFIHOS-30000552 | explosion protection gas group | CFIHOS-40000110 | [5 empty] | STANDARD | CR0029 | 2019-10-01 02:04 | 2021-10-11 09:54
rotary compressor | CFIHOS-30000552 | explosion protection temperature class | CFIHOS-40000112 | [5 empty] | STANDARD | CR0029 | 2019-10-01 02:04 | 2021-10-11 09:54
rotary compressor | CFIHOS-30000552 | explosion protection zone | CFIHOS-40000113 | [5 empty] | STANDARD | CR0029 | 2019-10-01 02:04 | 2021-10-11 09:54
rotary compressor | CFIHOS-30000552 | fluid name | CFIHOS-40000132 |  |  | API Std 617:2014;ISO 10439-2:2015 |  |  | STANDARD | CR0029;FR60 | 2019-10-01 02:04 | 2021-10-11 09:54
rotary compressor | CFIHOS-30000552 | insulation class | CFIHOS-40000177 | [5 empty] | STANDARD | CR0029 | 2019-10-01 02:04 | 2021-10-11 09:54
rotary compressor | CFIHOS-30000552 | lower limit design outlet temperature | CFIHOS-40000550 | [5 empty] | STANDARD | CR0029 | 2019-10-01 02:04 | 2021-10-11 09:54
rotary compressor | CFIHOS-30000552 | lower limit operating suction pressure | CFIHOS-40000219 | BRA | PSA | ISO 14224:2016 |  |  | STANDARD | CR0029;CR0032;FR60 | 2019-10-01 02:04 | 2021-10-11 09:54
rotary compressor | CFIHOS-30000552 | lower limit operating temperature | CFIHOS-40000504 | CEL | FAH |  |  |  | STANDARD | CR0029;CR0032 | 2019-10-01 02:04 | 2021-10-11 09:54
rotary compressor | CFIHOS-30000552 | lower limit operating volume flow rate | CFIHOS-40000505 | MQH | SFM |  |  |  | STANDARD | CR0029;CR0032 | 2019-10-01 02:04 | 2021-10-11 09:54
rotary compressor | CFIHOS-30000552 | molecular weight | CFIHOS-40000506 |  |  | ISO 14224:2016 |  |  | STANDARD | CR0029;FR60 | 2019-10-01 02:04 | 2021-10-11 09:54
rotary compressor | CFIHOS-30000552 | normal operating inlet pressure | CFIHOS-40000511 | BRA | PSA | ISO 14224:2016 |  |  | STANDARD | CR0029;CR0032;FR60 | 2019-10-01 02:04 | 2021-10-11 09:54
rotary compressor | CFIHOS-30000552 | normal operating inlet temperature | CFIHOS-40000272 | CEL | FAH |  |  |  | STANDARD | CR0029;CR0032 | 2019-10-01 02:04 | 2021-10-11 09:54
rotary compressor | CFIHOS-30000552 | normal operating mass flow rate | CFIHOS-40000275 | E93 | 4U |  |  |  | STANDARD | CR0029;CR0032 | 2019-10-01 02:04 | 2021-10-11 09:54
rotary compressor | CFIHOS-30000552 | normal operating outlet pressure | CFIHOS-40000278 | BRA | PSA |  |  |  | STANDARD | CR0029;CR0032 | 2019-10-01 02:04 | 2021-10-11 09:54
rotary compressor | CFIHOS-30000552 | normal operating volume flow rate (at normal operating pressure and normal operating temperature) | CFIHOS-40000289 | MQH | SFM | ISO 14224:2016 |  |  | STANDARD | CR0029;CR0032;FR60 | 2019-10-01 02:04 | 2021-10-11 09:54
rotary compressor | CFIHOS-30000552 | operation continuous intermittent | CFIHOS-40000309 | [5 empty] | STANDARD | CR0029 | 2019-10-01 02:04 | 2021-10-11 09:54
rotary compressor | CFIHOS-30000552 | specific heat ratio Cp/Cv at inlet | CFIHOS-40000373 | [5 empty] | STANDARD | CR0029 | 2019-10-01 02:04 | 2021-10-11 09:54
rotary compressor | CFIHOS-30000552 | test medium | CFIHOS-40000412 | [5 empty] | STANDARD | CR0029 | 2019-10-01 02:04 | 2021-10-11 09:54
rotary compressor | CFIHOS-30000552 | test pressure | CFIHOS-40000532 | BRG | 64 |  |  |  | STANDARD | CR0029;CR0032 | 2019-10-01 02:04 | 2021-10-11 09:54
rotary compressor | CFIHOS-30000552 | upper limit allowable speed | CFIHOS-40000453 | RPM | RPM | ISO 10440-1:2007;API Std 681:1996 |  |  | STANDARD | CR0029;CR0032;FR60 | 2019-10-01 02:04 | 2021-10-11 09:54
rotary compressor | CFIHOS-30000552 | upper limit design outlet temperature | CFIHOS-40000572 | [5 empty] | STANDARD | CR0029 | 2019-10-01 02:04 | 2021-10-11 09:54
rotary compressor | CFIHOS-30000552 | upper limit design volume flow rate | CFIHOS-40000573 |  |  | ISO 14224:2016 |  |  | STANDARD | CR0029;FR60 | 2019-10-01 02:04 | 2021-10-11 09:54
rotary compressor | CFIHOS-30000552 | upper limit operating inlet pressure | CFIHOS-40000466 | BRA | PSA |  |  |  | STANDARD | CR0029;CR0032 | 2019-10-01 02:04 | 2021-10-11 09:54
rotary compressor | CFIHOS-30000552 | upper limit operating outlet pressure | CFIHOS-40000575 |  |  | ISO 14224:2016 |  |  | STANDARD | CR0029;FR60 | 2019-10-01 02:04 | 2021-10-11 09:54
rotary compressor | CFIHOS-30000552 | upper limit operating temperature | CFIHOS-40000538 | CEL | FAH |  |  |  | STANDARD | CR0029;CR0032 | 2019-10-01 02:04 | 2021-10-11 09:54
rotary pump | CFIHOS-30000864 | density | CFIHOS-40000546 | [5 empty] | STANDARD | CR0029 | 2019-10-01 02:04 | 2021-10-11 09:54
rotary pump | CFIHOS-30000864 | design specification | CFIHOS-40000487 | [5 empty] | STANDARD | CR0029 | 2019-10-01 02:04 | 2021-10-11 09:54
rotary pump | CFIHOS-30000864 | explosion protection gas group | CFIHOS-40000110 | [5 empty] | STANDARD | CR0029 | 2019-10-01 02:04 | 2021-10-11 09:54
rotary pump | CFIHOS-30000864 | explosion protection temperature class | CFIHOS-40000112 | [5 empty] | STANDARD | CR0029 | 2019-10-01 02:04 | 2021-10-11 09:54
rotary pump | CFIHOS-30000864 | explosion protection zone | CFIHOS-40000113 | [5 empty] | STANDARD | CR0029 | 2019-10-01 02:04 | 2021-10-11 09:54
rotary pump | CFIHOS-30000864 | fluid name | CFIHOS-40000132 |  |  | ISO 14224:2016 |  |  | STANDARD | CR0029;FR60 | 2019-10-01 02:04 | 2021-10-11 09:54
rotary pump | CFIHOS-30000864 | immersed | CFIHOS-40000172 |  |  | ISO 14224:2016 |  |  | STANDARD | CR0029;FR60 | 2019-10-01 02:04 | 2021-10-11 09:54
rotary pump | CFIHOS-30000864 | insulation class | CFIHOS-40000177 | [5 empty] | STANDARD | CR0029 | 2019-10-01 02:04 | 2021-10-11 09:54
rotary pump | CFIHOS-30000864 | lower limit ambient operating temperature | CFIHOS-40000206 | CEL | FAH |  |  |  | STANDARD | CR0029;CR0032 | 2019-10-01 02:04 | 2021-10-11 09:54
rotary pump | CFIHOS-30000864 | lower limit design temperature | CFIHOS-40000503 | CEL | FAH |  |  |  | STANDARD | CR0029;CR0032 | 2019-10-01 02:04 | 2021-10-11 09:54
rotary pump | CFIHOS-30000864 | lower limit operating inlet pressure | CFIHOS-40000552 |  |  | API Std 610:2010;API Std 675:2019;ISO 13709:2009 |  |  | STANDARD | CR0029;FR60 | 2019-10-01 02:04 | 2021-10-11 09:54
rotary pump | CFIHOS-30000864 | lower limit operating outlet pressure | CFIHOS-40000554 |  |  | API Std 610:2010;API Std 675:2019;ISO 13709:2009 |  |  | STANDARD | CR0029;FR60 | 2019-10-01 02:04 | 2021-10-11 09:54
rotary pump | CFIHOS-30000864 | lower limit operating temperature | CFIHOS-40000504 | CEL | FAH | API Std 610:2010;ISO 13709:2009 |  |  | STANDARD | CR0029;CR0032;FR60 | 2019-10-01 02:04 | 2021-10-11 09:54
rotary pump | CFIHOS-30000864 | lower limit operating volume flow rate | CFIHOS-40000505 | MQH | SFM |  |  |  | STANDARD | CR0029;CR0032 | 2019-10-01 02:04 | 2021-10-11 09:54
rotary pump | CFIHOS-30000864 | net positive suction head available | CFIHOS-40000507 | MTR | FOT | API Std 675:2019;ISO 13709:2009 |  |  | STANDARD | CR0029;CR0032;FR60 | 2019-10-01 02:04 | 2021-10-11 09:54
rotary pump | CFIHOS-30000864 | normal operating dynamic viscosity | CFIHOS-40000255 | C24 | C7 |  |  |  | STANDARD | CR0029;CR0032 | 2019-10-01 02:04 | 2021-10-11 09:54
rotary pump | CFIHOS-30000864 | normal operating inlet pressure | CFIHOS-40000511 | BRA | PSA | API Std 610:2010;ISO 13709:2009 |  |  | STANDARD | CR0029;CR0032;FR60 | 2019-10-01 02:04 | 2021-10-11 09:54
rotary pump | CFIHOS-30000864 | normal operating inlet temperature | CFIHOS-40000272 | CEL | FAH |  |  |  | STANDARD | CR0029;CR0032 | 2019-10-01 02:04 | 2021-10-11 09:54
rotary pump | CFIHOS-30000864 | normal operating outlet pressure | CFIHOS-40000278 | BRA | PSA | API Std 610:2010;ISO 13709:2009 |  |  | STANDARD | CR0029;CR0032;FR60 | 2019-10-01 02:04 | 2021-10-11 09:54
rotary pump | CFIHOS-30000864 | normal operating temperature | CFIHOS-40000514 | CEL | FAH | API Std 610:2010;ISO 13709:2009 |  |  | STANDARD | CR0029;CR0032;FR60 | 2019-10-01 02:04 | 2021-10-11 09:54
rotary pump | CFIHOS-30000864 | normal operating volume flow rate | CFIHOS-40000558 |  |  | API Std 675:2019 |  |  | STANDARD | CR0029;FR60 | 2019-10-01 02:04 | 2021-10-11 09:54
rotary pump | CFIHOS-30000864 | operation continuous intermittent | CFIHOS-40000309 | [5 empty] | STANDARD | CR0029 | 2019-10-01 02:04 | 2021-10-11 09:54
rotary pump | CFIHOS-30000864 | operation single/parallel | CFIHOS-40000310 | [5 empty] | STANDARD | CR0029 | 2019-10-01 02:04 | 2021-10-11 09:54
rotary pump | CFIHOS-30000864 | orientation | CFIHOS-40000561 |  |  | ISO 14224:2016 |  |  | STANDARD | CR0029;FR60 | 2019-10-01 02:04 | 2021-10-11 09:54
rotary pump | CFIHOS-30000864 | pump type | CFIHOS-40000637 |  |  | API Std 610:2010;API Std 675:2019;API Std 676:2009;API Std 681:1996;ISO 13709:2009 |  |  | STANDARD | CR0029;FR60 | 2019-10-01 02:04 | 2021-10-11 09:54
rotary pump | CFIHOS-30000864 | test medium | CFIHOS-40000412 | [5 empty] | STANDARD | CR0029 | 2019-10-01 02:04 | 2021-10-11 09:54
rotary pump | CFIHOS-30000864 | test pressure | CFIHOS-40000532 | BRG | 64 | API Std 610:2010;API Std 675:2019;ISO 13709:2009 |  |  | STANDARD | CR0029;CR0032;FR60 | 2019-10-01 02:04 | 2021-10-11 09:54
rotary pump | CFIHOS-30000864 | upper limit ambient operating temperature | CFIHOS-40000454 | CEL | FAH |  |  |  | STANDARD | CR0029;CR0032 | 2019-10-01 02:04 | 2021-10-11 09:54
rotary pump | CFIHOS-30000864 | upper limit design pressure | CFIHOS-40000535 | BRG | 64 |  |  |  | STANDARD | CR0029;CR0032 | 2019-10-01 02:04 | 2021-10-11 09:54
rotary pump | CFIHOS-30000864 | upper limit design temperature | CFIHOS-40000536 | CEL | FAH |  |  |  | STANDARD | CR0029;CR0032 | 2019-10-01 02:04 | 2021-10-11 09:54
rotary pump | CFIHOS-30000864 | upper limit operating inlet pressure | CFIHOS-40000466 | BRA | PSA | API Std 610:2010;API Std 675:2019;ISO 13709:2009 |  |  | STANDARD | CR0029;CR0032;FR60 | 2019-10-01 02:04 | 2021-10-11 09:54
rotary pump | CFIHOS-30000864 | upper limit operating outlet pressure | CFIHOS-40000575 |  |  | API Std 610:2010;API Std 675:2019;ISO 13709:2009 |  |  | STANDARD | CR0029;FR60 | 2019-10-01 02:04 | 2021-10-11 09:54
rotary pump | CFIHOS-30000864 | upper limit operating temperature | CFIHOS-40000538 | CEL | FAH | API Std 610:2010;ISO 13709:2009 |  |  | STANDARD | CR0029;CR0032;FR60 | 2019-10-01 02:04 | 2021-10-11 09:54
rotary pump | CFIHOS-30000864 | upper limit operating volume flow rate | CFIHOS-40000577 | [5 empty] | STANDARD | CR0029 | 2019-10-01 02:04 | 2021-10-11 09:54
rotary table | CFIHOS-30000915 | explosion protection zone | CFIHOS-40000113 |  |  | API Recommended Practice 7L:2006 |  |  | STANDARD | CR0031;FR60 | 2020-05-05 09:55 | 2021-10-11 09:54
rotary table | CFIHOS-30000915 | lower limit design temperature | CFIHOS-40000503 |  |  | API Recommended Practice 7L:2006 |  |  | STANDARD | CR0031;FR60 | 2020-05-05 09:55 | 2021-10-11 09:54
rotary table | CFIHOS-30000915 | upper limit design pressure | CFIHOS-40000535 |  |  | API Recommended Practice 7L:2006 |  |  | STANDARD | CR0031;FR60 | 2020-05-05 09:55 | 2021-10-11 09:54
rotary table | CFIHOS-30000915 | upper limit design temperature | CFIHOS-40000536 |  |  | API Recommended Practice 7L:2006 |  |  | STANDARD | CR0031;FR60 | 2020-05-05 09:55 | 2021-10-11 09:54
rotational speed element | CFIHOS-30000750 | explosion protection gas group | CFIHOS-40000110 | [5 empty] | STANDARD | CR0028 | 2019-05-14 09:39 | 2021-10-11 09:54
rotational speed element | CFIHOS-30000750 | explosion protection temperature class | CFIHOS-40000112 | [5 empty] | STANDARD | CR0028 | 2019-05-14 09:39 | 2021-10-11 09:54
rotational speed element | CFIHOS-30000750 | explosion protection zone | CFIHOS-40000113 | [5 empty] | STANDARD | CR0028 | 2019-05-14 09:39 | 2021-10-11 09:54
router | CFIHOS-30000221 | explosion protection gas group | CFIHOS-40000110 | [5 empty] | STANDARD | CR0028 | 2019-05-14 09:39 | 2021-10-11 09:54
router | CFIHOS-30000221 | explosion protection temperature class | CFIHOS-40000112 | [5 empty] | STANDARD | CR0028 | 2019-05-14 09:39 | 2021-10-11 09:54
router | CFIHOS-30000221 | explosion protection zone | CFIHOS-40000113 | [5 empty] | STANDARD | CR0028 | 2019-05-14 09:39 | 2021-10-11 09:54
running tool | CFIHOS-30000628 | design specification | CFIHOS-40000487 |  |  | API Spec 7-1:2004 |  |  | STANDARD | CR0031;FR60 | 2020-05-05 09:55 | 2021-10-11 09:54
running tool | CFIHOS-30000628 | explosion protection gas group | CFIHOS-40000110 |  |  | API Spec 7-1:2004 |  |  | STANDARD | CR0031;FR60 | 2020-05-05 09:55 | 2021-10-11 09:54
running tool | CFIHOS-30000628 | explosion protection zone | CFIHOS-40000113 |  |  | API Spec 7-1:2004 |  |  | STANDARD | CR0031;FR60 | 2020-05-05 09:55 | 2021-10-11 09:54
running tool | CFIHOS-30000628 | lower limit design temperature | CFIHOS-40000503 |  |  | API Spec 7-1:2004 |  |  | STANDARD | CR0031;FR60 | 2020-05-05 09:55 | 2021-10-11 09:54
running tool | CFIHOS-30000628 | upper limit design pressure | CFIHOS-40000535 |  |  | API Spec 7-1:2004 |  |  | STANDARD | CR0031;FR60 | 2020-05-05 09:55 | 2021-10-11 09:54
running tool | CFIHOS-30000628 | upper limit design temperature | CFIHOS-40000536 |  |  | API Spec 7-1:2004 |  |  | STANDARD | CR0031;FR60 | 2020-05-05 09:55 | 2021-10-11 09:54
rupture disc | CFIHOS-30000466 | burst pressure | CFIHOS-40000578 | [5 empty] | STANDARD | CR0028 | 2019-05-14 09:39 | 2021-10-11 09:54
rupture disc | CFIHOS-30000466 | design specification | CFIHOS-40000487 | [5 empty] | STANDARD | CR0028 | 2019-05-14 09:39 | 2021-10-11 09:54
rupture disc | CFIHOS-30000466 | fluid name | CFIHOS-40000132 | [5 empty] | STANDARD | CR0028 | 2019-05-14 09:39 | 2021-10-11 09:54
rupture disc | CFIHOS-30000466 | inlet flange rating | CFIHOS-40000174 | [5 empty] | TERMINATED | CR0028 | 2017-02-13 22:35 | 2021-10-11 09:54 | 2021-10-11 09:54
rupture disc | CFIHOS-30000466 | maximum back pressure | CFIHOS-40000226 | BRG | 64 |  |  |  | STANDARD | CR0032 | 2017-02-13 22:35 | 2021-10-11 09:54
rupture disc | CFIHOS-30000466 | nominal diameter | CFIHOS-40000509 | MMT | INH |  |  |  | STANDARD | CR0028;CR0032 | 2019-05-14 09:39 | 2021-10-11 09:54
rupture disc | CFIHOS-30000466 | nominal inlet flange size | CFIHOS-40000243 | [5 empty] | TERMINATED | CR0028 | 2017-02-13 22:35 | 2021-10-11 09:54 | 2021-10-11 09:54
rupture disc | CFIHOS-30000466 | nominal outlet flange size | CFIHOS-40000245 | [5 empty] | TERMINATED | CR0028 | 2017-02-13 22:35 | 2021-10-11 09:54 | 2021-10-11 09:54
rupture disc | CFIHOS-30000466 | outlet flange rating | CFIHOS-40000312 | [5 empty] | TERMINATED | CR0028 | 2017-02-13 22:35 | 2021-10-11 09:54 | 2021-10-11 09:54
rupture disc | CFIHOS-30000466 | safety integrity level | CFIHOS-40000579 |  |  | ANSI/ISA-75.05.01-2019 |  |  | STANDARD | CR0028 | 2019-05-14 09:39 | 2021-10-11 09:54
safety barrier | CFIHOS-30000222 | explosion protection gas group | CFIHOS-40000110 | [5 empty] | TERMINATED | CR0028 | 2017-02-13 22:35 | 2021-10-11 09:54 | 2021-10-11 09:54
safety barrier | CFIHOS-30000222 | explosion protection temperature class | CFIHOS-40000112 | [5 empty] | TERMINATED | CR0028 | 2017-02-13 22:35 | 2021-10-11 09:54 | 2021-10-11 09:54
safety barrier | CFIHOS-30000222 | explosion protection zone | CFIHOS-40000113 | [5 empty] | TERMINATED | CR0028 | 2017-02-13 22:35 | 2021-10-11 09:54 | 2021-10-11 09:54
sample loop component | CFIHOS-30000224 | explosion protection gas group | CFIHOS-40000110 |  |  | IEC 60529:2013 |  |  | TERMINATED | CR0002 | 2017-02-13 22:35 | 2021-10-11 09:54 | 2021-10-11 09:54
sample loop component | CFIHOS-30000224 | explosion protection temperature class | CFIHOS-40000112 |  |  | IEC 60529:2013 |  |  | TERMINATED | CR0002 | 2017-02-13 22:35 | 2021-10-11 09:54 | 2021-10-11 09:54
sample loop component | CFIHOS-30000224 | explosion protection zone | CFIHOS-40000113 |  |  | IEC 60529:2013 |  |  | TERMINATED | CR0002 | 2017-02-13 22:35 | 2021-10-11 09:54 | 2021-10-11 09:54
sample vessel | CFIHOS-30000711 | normal operating pressure | CFIHOS-40000512 | BRG | 64 |  |  |  | STANDARD | CR0028;CR0032 | 2019-05-14 09:39 | 2021-10-11 09:54
sampler | CFIHOS-30000467 | explosion protection gas group | CFIHOS-40000110 |  |  | IEC 60529:2013 |  |  | STANDARD | V1.2 | 2017-02-13 22:35 | 2021-10-11 09:54
sampler | CFIHOS-30000467 | explosion protection temperature class | CFIHOS-40000112 |  |  | IEC 60529:2013 |  |  | STANDARD | V1.2 | 2017-02-13 22:35 | 2021-10-11 09:54
sampler | CFIHOS-30000467 | explosion protection zone | CFIHOS-40000113 |  |  | IEC 60529:2013 |  |  | STANDARD | V1.2 | 2017-02-13 22:35 | 2021-10-11 09:54
sand detector | CFIHOS-30000243 | explosion protection gas group | CFIHOS-40000110 |  |  | IEC 60529:2013 |  |  | STANDARD | CR0014 | 2017-02-13 22:35 | 2021-10-11 09:54
sand detector | CFIHOS-30000243 | explosion protection temperature class | CFIHOS-40000112 |  |  | IEC 60529:2013 |  |  | STANDARD | CR0014 | 2017-02-13 22:35 | 2021-10-11 09:54
sand detector | CFIHOS-30000243 | explosion protection zone | CFIHOS-40000113 |  |  | IEC 60529:2013 |  |  | STANDARD | CR0014 | 2017-02-13 22:35 | 2021-10-11 09:54
sand detector | CFIHOS-30000243 | safety integrity level | CFIHOS-40000579 | [5 empty] | STANDARD | CR0028 | 2019-05-14 09:39 | 2021-10-11 09:54
screw compressor | CFIHOS-30000553 | compressibility factor Z at inlet | CFIHOS-40000060 | [5 empty] | TERMINATED | CR0009 | 2017-02-13 22:35 | 2021-10-11 09:54 | 2021-10-11 09:54
screw compressor | CFIHOS-30000553 | corrosive agents | CFIHOS-40000064 | [5 empty] | TERMINATED | CR0009 | 2017-02-13 22:35 | 2021-10-11 09:54 | 2021-10-11 09:54
screw compressor | CFIHOS-30000553 | corrosive gas | CFIHOS-40000065 | [5 empty] | TERMINATED | CR0009 | 2017-02-13 22:35 | 2021-10-11 09:54 | 2021-10-11 09:54
screw compressor | CFIHOS-30000553 | explosion protection gas group | CFIHOS-40000110 |  |  | IEC 60529:2013 |  |  | TERMINATED | CR0009 | 2017-02-13 22:35 | 2021-10-11 09:54 | 2021-10-11 09:54
screw compressor | CFIHOS-30000553 | explosion protection temperature class | CFIHOS-40000112 |  |  | IEC 60529:2013 |  |  | TERMINATED | CR0009 | 2017-02-13 22:35 | 2021-10-11 09:54 | 2021-10-11 09:54
screw compressor | CFIHOS-30000553 | explosion protection zone | CFIHOS-40000113 |  |  | IEC 60529:2013 |  |  | TERMINATED | CR0009 | 2017-02-13 22:35 | 2021-10-11 09:54 | 2021-10-11 09:54
screw compressor | CFIHOS-30000553 | fluid name | CFIHOS-40000132 |  |  | ISO 14224:2016 |  |  | TERMINATED | CR0009 | 2017-02-13 22:35 | 2021-10-11 09:54 | 2021-10-11 09:54
screw compressor | CFIHOS-30000553 | molecular weight | CFIHOS-40000506 |  |  | ISO 14224:2016 |  |  | TERMINATED | CR0009 | 2017-02-13 22:35 | 2021-10-11 09:54 | 2021-10-11 09:54
screw compressor | CFIHOS-30000553 | normal operating inlet pressure | CFIHOS-40000511 | [5 empty] | TERMINATED | CR0009 | 2017-02-13 22:35 | 2021-10-11 09:54 | 2021-10-11 09:54
screw compressor | CFIHOS-30000553 | normal operating inlet temperature | CFIHOS-40000272 | [5 empty] | TERMINATED | CR0009 | 2017-02-13 22:35 | 2021-10-11 09:54 | 2021-10-11 09:54
screw compressor | CFIHOS-30000553 | normal operating mass flow rate | CFIHOS-40000275 |  |  | ISO 14224:2016 |  |  | TERMINATED | CR0009 | 2017-02-13 22:35 | 2021-10-11 09:54 | 2021-10-11 09:54
screw compressor | CFIHOS-30000553 | settle out pressure | CFIHOS-40000342 | [5 empty] | TERMINATED | CR0009 | 2017-02-13 22:35 | 2021-10-11 09:54 | 2021-10-11 09:54
screw compressor | CFIHOS-30000553 | specific heat ratio Cp/Cv at inlet | CFIHOS-40000373 | [5 empty] | TERMINATED | CR0009 | 2017-02-13 22:35 | 2021-10-11 09:54 | 2021-10-11 09:54
screw conveyor | CFIHOS-30000226 | design specification | CFIHOS-40000487 |  |  | ANSI/CEMA 350-2015 |  |  | STANDARD | FR74 | 2021-10-11 09:54 | 2021-10-11 09:54
screw conveyor | CFIHOS-30000226 | explosion protection zone | CFIHOS-40000113 |  |  | ANSI/CEMA 350-2015 |  |  | STANDARD | FR74 | 2021-10-11 09:54 | 2021-10-11 09:54
screw conveyor | CFIHOS-30000226 | lower limit design temperature | CFIHOS-40000503 |  |  | ANSI/CEMA 350-2015 |  |  | STANDARD | FR74 | 2021-10-11 09:54 | 2021-10-11 09:54
screw conveyor | CFIHOS-30000226 | normal volume flow rate | CFIHOS-40000293 |  |  | ANSI/CEMA 350-2015 |  |  | STANDARD | FR74 | 2021-10-11 09:54 | 2021-10-11 09:54
screw conveyor | CFIHOS-30000226 | upper limit design temperature | CFIHOS-40000536 |  |  | ANSI/CEMA 350-2015 |  |  | STANDARD | FR74 | 2021-10-11 09:54 | 2021-10-11 09:54
screw pump | CFIHOS-30000554 | chloride concentration | CFIHOS-40000040 | [5 empty] | TERMINATED | CR0009 | 2017-02-13 22:35 | 2021-10-11 09:54 | 2021-10-11 09:54
screw pump | CFIHOS-30000554 | corrosive liquid | CFIHOS-40000066 |  |  | ISO 14224:2016 |  |  | TERMINATED | CR0009 | 2017-02-13 22:35 | 2021-10-11 09:54 | 2021-10-11 09:54
screw pump | CFIHOS-30000554 | erosive liquid | CFIHOS-40000104 |  |  | ISO 14224:2016 |  |  | TERMINATED | CR0009 | 2017-02-13 22:35 | 2021-10-11 09:54 | 2021-10-11 09:54
screw pump | CFIHOS-30000554 | explosion protection gas group | CFIHOS-40000110 |  |  | IEC 60529:2013 |  |  | TERMINATED | CR0009 | 2017-02-13 22:35 | 2021-10-11 09:54 | 2021-10-11 09:54
screw pump | CFIHOS-30000554 | explosion protection temperature class | CFIHOS-40000112 |  |  | IEC 60529:2013 |  |  | TERMINATED | CR0009 | 2017-02-13 22:35 | 2021-10-11 09:54 | 2021-10-11 09:54
screw pump | CFIHOS-30000554 | explosion protection zone | CFIHOS-40000113 |  |  | IEC 60529:2013 |  |  | TERMINATED | CR0009 | 2017-02-13 22:35 | 2021-10-11 09:54 | 2021-10-11 09:54
screw pump | CFIHOS-30000554 | flammable liquid | CFIHOS-40000122 | [5 empty] | TERMINATED | CR0009 | 2017-02-13 22:35 | 2021-10-11 09:54 | 2021-10-11 09:54
screw pump | CFIHOS-30000554 | H2S concentration | CFIHOS-40000142 | [5 empty] | TERMINATED | CR0009 | 2017-02-13 22:35 | 2021-10-11 09:54 | 2021-10-11 09:54
screw pump | CFIHOS-30000554 | liquid hazardous category | CFIHOS-40000204 | [5 empty] | TERMINATED | CR0009 | 2017-02-13 22:35 | 2021-10-11 09:54 | 2021-10-11 09:54
screw pump | CFIHOS-30000554 | liquid name | CFIHOS-40000205 |  |  | ISO 14224:2016 |  |  | TERMINATED | CR0009 | 2017-02-13 22:35 | 2021-10-11 09:54 | 2021-10-11 09:54
screw pump | CFIHOS-30000554 | lower limit ambient operating temperature | CFIHOS-40000206 | [5 empty] | TERMINATED | CR0009 | 2017-02-13 22:35 | 2021-10-11 09:54 | 2021-10-11 09:54
screw pump | CFIHOS-30000554 | lower limit operating discharge pressure | CFIHOS-40000207 | [5 empty] | TERMINATED | CR0009 | 2017-02-13 22:35 | 2021-10-11 09:54 | 2021-10-11 09:54
screw pump | CFIHOS-30000554 | lower limit operating suction pressure | CFIHOS-40000219 | [5 empty] | TERMINATED | CR0009 | 2017-02-13 22:35 | 2021-10-11 09:54 | 2021-10-11 09:54
screw pump | CFIHOS-30000554 | lower limit operating temperature | CFIHOS-40000504 | [5 empty] | TERMINATED | CR0009 | 2017-02-13 22:35 | 2021-10-11 09:54 | 2021-10-11 09:54
screw pump | CFIHOS-30000554 | net positive suction head available | CFIHOS-40000507 | [5 empty] | TERMINATED | CR0009 | 2017-02-13 22:35 | 2021-10-11 09:54 | 2021-10-11 09:54
screw pump | CFIHOS-30000554 | normal operating differential pressure | CFIHOS-40000254 | [5 empty] | TERMINATED | CR0009 | 2017-02-13 22:35 | 2021-10-11 09:54 | 2021-10-11 09:54
screw pump | CFIHOS-30000554 | normal operating specific gravity | CFIHOS-40000284 | [5 empty] | TERMINATED | CR0009 | 2017-02-13 22:35 | 2021-10-11 09:54 | 2021-10-11 09:54
screw pump | CFIHOS-30000554 | normal operating temperature | CFIHOS-40000514 | [5 empty] | TERMINATED | CR0009 | 2017-02-13 22:35 | 2021-10-11 09:54 | 2021-10-11 09:54
screw pump | CFIHOS-30000554 | normal operating vapour pressure | CFIHOS-40000515 | [5 empty] | TERMINATED | CR0009 | 2017-02-13 22:35 | 2021-10-11 09:54 | 2021-10-11 09:54
screw pump | CFIHOS-30000554 | rated volume flow rate | CFIHOS-40000333 | [5 empty] | TERMINATED | CR0009 | 2017-02-13 22:35 | 2021-10-11 09:54 | 2021-10-11 09:54
screw pump | CFIHOS-30000554 | upper limit ambient operating temperature | CFIHOS-40000454 | [5 empty] | TERMINATED | CR0009 | 2017-02-13 22:35 | 2021-10-11 09:54 | 2021-10-11 09:54
screw pump | CFIHOS-30000554 | upper limit operating differential pressure | CFIHOS-40000461 | [5 empty] | TERMINATED | CR0009 | 2017-02-13 22:35 | 2021-10-11 09:54 | 2021-10-11 09:54
screw pump | CFIHOS-30000554 | upper limit operating discharge pressure | CFIHOS-40000462 | [5 empty] | TERMINATED | CR0009 | 2017-02-13 22:35 | 2021-10-11 09:54 | 2021-10-11 09:54
screw pump | CFIHOS-30000554 | upper limit operating suction pressure | CFIHOS-40000476 | [5 empty] | TERMINATED | CR0009 | 2017-02-13 22:35 | 2021-10-11 09:54 | 2021-10-11 09:54
screw pump | CFIHOS-30000554 | upper limit operating temperature | CFIHOS-40000538 | [5 empty] | TERMINATED | CR0009 | 2017-02-13 22:35 | 2021-10-11 09:54 | 2021-10-11 09:54
scrubber | CFIHOS-30000588 | bottom section normal operating pressure | CFIHOS-40000026 | BRG | 64 |  |  |  | STANDARD | CR0029;CR0032 | 2019-10-01 02:04 | 2021-10-11 09:54
scrubber | CFIHOS-30000588 | bottom section normal operating temperature | CFIHOS-40000027 | CEL | FAH |  |  |  | STANDARD | CR0029;CR0032 | 2019-10-01 02:04 | 2021-10-11 09:54
scrubber | CFIHOS-30000588 | coil normal operating pressure | CFIHOS-40000042 | [5 empty] | TERMINATED | V1.2;CR0013 | 2017-02-13 22:35 | 2021-10-11 09:54 | 2021-10-11 09:54
scrubber | CFIHOS-30000588 | coil normal operating temperature | CFIHOS-40000043 | [5 empty] | TERMINATED | V1.2;CR0013 | 2017-02-13 22:35 | 2021-10-11 09:54 | 2021-10-11 09:54
scrubber | CFIHOS-30000588 | design specification | CFIHOS-40000487 | [5 empty] | STANDARD | CR0029 | 2019-10-01 02:04 | 2021-10-11 09:54
scrubber | CFIHOS-30000588 | external coating specification | CFIHOS-40000613 | [5 empty] | STANDARD | CR0029 | 2019-10-01 02:04 | 2021-10-11 09:54
scrubber | CFIHOS-30000588 | external insulation type | CFIHOS-40000114 |  |  | ASME BPVC Section VIII |  |  | STANDARD | V1.2;CR0013;FR60 | 2017-02-13 22:35 | 2021-10-11 09:54
scrubber | CFIHOS-30000588 | external upper limit design pressure | CFIHOS-40000119 | [5 empty] | TERMINATED | V1.2;CR0013 | 2017-02-13 22:35 | 2021-10-11 09:54 | 2021-10-11 09:54
scrubber | CFIHOS-30000588 | fluid name | CFIHOS-40000132 | [5 empty] | STANDARD | V1.2;CR0013;FR60 | 2017-02-13 22:35 | 2021-10-11 09:54
scrubber | CFIHOS-30000588 | insulation code | CFIHOS-40000178 | [5 empty] | STANDARD | CR0029 | 2019-10-01 02:04 | 2021-10-11 09:54
scrubber | CFIHOS-30000588 | intermediate section normal operating pressure | CFIHOS-40000184 | BRG | 64 |  |  |  | STANDARD | CR0029;CR0032 | 2019-10-01 02:04 | 2021-10-11 09:54
scrubber | CFIHOS-30000588 | intermediate section normal operating temperature | CFIHOS-40000185 | CEL | FAH |  |  |  | STANDARD | CR0029;CR0032 | 2019-10-01 02:04 | 2021-10-11 09:54
scrubber | CFIHOS-30000588 | internal insulation type | CFIHOS-40000187 | [5 empty] | TERMINATED | V1.2;CR0013 | 2017-02-13 22:35 | 2021-10-11 09:54 | 2021-10-11 09:54
scrubber | CFIHOS-30000588 | internal upper limit design pressure | CFIHOS-40000192 | [5 empty] | TERMINATED | V1.2;CR0013 | 2017-02-13 22:35 | 2021-10-11 09:54 | 2021-10-11 09:54
scrubber | CFIHOS-30000588 | jacket normal operating pressure | CFIHOS-40000196 | [5 empty] | TERMINATED | V1.2;CR0013 | 2017-02-13 22:35 | 2021-10-11 09:54 | 2021-10-11 09:54
scrubber | CFIHOS-30000588 | jacket normal operating temperature | CFIHOS-40000197 | [5 empty] | TERMINATED | V1.2;CR0013 | 2017-02-13 22:35 | 2021-10-11 09:54 | 2021-10-11 09:54
scrubber | CFIHOS-30000588 | lower limit operating temperature | CFIHOS-40000504 | [5 empty] | TERMINATED | V1.2;CR0013 | 2017-02-13 22:35 | 2021-10-11 09:54 | 2021-10-11 09:54
scrubber | CFIHOS-30000588 | minimum design metal temperature | CFIHOS-40000232 | [5 empty] | TERMINATED | V1.2;CR0013 | 2017-02-13 22:35 | 2021-10-11 09:54 | 2021-10-11 09:54
scrubber | CFIHOS-30000588 | shell normal external operating pressure | CFIHOS-40000356 | [5 empty] | TERMINATED | V1.2;CR0013 | 2017-02-13 22:35 | 2021-10-11 09:54 | 2021-10-11 09:54
scrubber | CFIHOS-30000588 | shell normal internal operating pressure | CFIHOS-40000357 | [5 empty] | TERMINATED | V1.2;CR0013 | 2017-02-13 22:35 | 2021-10-11 09:54 | 2021-10-11 09:54
scrubber | CFIHOS-30000588 | shell normal operating temperature | CFIHOS-40000358 | [5 empty] | TERMINATED | V1.2;CR0013 | 2017-02-13 22:35 | 2021-10-11 09:54 | 2021-10-11 09:54
scrubber | CFIHOS-30000588 | top section normal operating pressure | CFIHOS-40000420 | BRG | 64 |  |  |  | STANDARD | CR0029;CR0032 | 2019-10-01 02:04 | 2021-10-11 09:54
scrubber | CFIHOS-30000588 | top section normal operating temperature | CFIHOS-40000421 | CEL | FAH |  |  |  | STANDARD | CR0029;CR0032 | 2019-10-01 02:04 | 2021-10-11 09:54
scrubber | CFIHOS-30000588 | upper limit design pressure | CFIHOS-40000535 | BRG | 64 |  |  |  | STANDARD | CR0029;CR0032 | 2019-10-01 02:04 | 2021-10-11 09:54
scrubber | CFIHOS-30000588 | upper limit design temperature | CFIHOS-40000536 | CEL | FAH |  |  |  | STANDARD | CR0013;CR0032;FR60 | 2017-02-13 22:35 | 2021-10-11 09:54
scrubber | CFIHOS-30000588 | upper limit operating temperature | CFIHOS-40000538 | [5 empty] | TERMINATED | V1.2;CR0013 | 2017-02-13 22:35 | 2021-10-11 09:54 | 2021-10-11 09:54
selector switch | CFIHOS-30000227 | explosion protection gas group | CFIHOS-40000110 |  |  | IEC 60529:2013 |  |  | TERMINATED | CR0002 | 2017-02-13 22:35 | 2021-10-11 09:54 | 2021-10-11 09:54
selector switch | CFIHOS-30000227 | explosion protection temperature class | CFIHOS-40000112 |  |  | IEC 60529:2013 |  |  | TERMINATED | CR0002 | 2017-02-13 22:35 | 2021-10-11 09:54 | 2021-10-11 09:54
selector switch | CFIHOS-30000227 | explosion protection zone | CFIHOS-40000113 |  |  | IEC 60529:2013 |  |  | TERMINATED | CR0002 | 2017-02-13 22:35 | 2021-10-11 09:54 | 2021-10-11 09:54
self operating valve | CFIHOS-30000682 | design specification | CFIHOS-40000487 | [5 empty] | STANDARD | CR0028 | 2019-05-14 09:39 | 2021-10-11 09:54
self operating valve | CFIHOS-30000682 | explosion protection gas group | CFIHOS-40000110 | [5 empty] | STANDARD | CR0028 | 2019-05-14 09:39 | 2021-10-11 09:54
self operating valve | CFIHOS-30000682 | explosion protection temperature class | CFIHOS-40000112 | [5 empty] | STANDARD | CR0028 | 2019-05-14 09:39 | 2021-10-11 09:54
self operating valve | CFIHOS-30000682 | explosion protection zone | CFIHOS-40000113 | [5 empty] | STANDARD | CR0028 | 2019-05-14 09:39 | 2021-10-11 09:54
self operating valve | CFIHOS-30000682 | failure action | CFIHOS-40000580 |  |  | ISO 14224:2016 |  |  | STANDARD | CR0028 | 2019-05-14 09:39 | 2021-10-11 09:54
self operating valve | CFIHOS-30000682 | fluid name | CFIHOS-40000132 |  |  | ASME B31.3 - 2020;ISO 14224:2016 |  |  | STANDARD | CR0028 | 2019-05-14 09:39 | 2021-10-11 09:54
self operating valve | CFIHOS-30000682 | full opening valve | CFIHOS-40000584 | [5 empty] | STANDARD | CR0028 | 2019-05-14 09:39 | 2021-10-11 09:54
self operating valve | CFIHOS-30000682 | nominal diameter | CFIHOS-40000509 | MMT | INH |  |  |  | STANDARD | CR0028;CR0032 | 2019-05-14 09:39 | 2021-10-11 09:54
self operating valve | CFIHOS-30000682 | normal operating pressure | CFIHOS-40000512 | BRG | 64 | ISO 14224:2016 |  |  | STANDARD | CR0028;CR0032 | 2019-05-14 09:39 | 2021-10-11 09:54
self operating valve | CFIHOS-30000682 | normal operating temperature | CFIHOS-40000514 | CEL | FAH | ISO 14224:2016 |  |  | STANDARD | CR0028;CR0032 | 2019-05-14 09:39 | 2021-10-11 09:54
self operating valve | CFIHOS-30000682 | piping class | CFIHOS-40000488 |  |  | API Spec 6D:2014 |  |  | STANDARD | CR0028 | 2019-05-14 09:39 | 2021-10-11 09:54
self operating valve | CFIHOS-30000682 | safety integrity level | CFIHOS-40000579 |  |  | ANSI/ISA-75.05.01-2019 |  |  | STANDARD | CR0028 | 2019-05-14 09:39 | 2021-10-11 09:54
separator | CFIHOS-30000698 | design specification | CFIHOS-40000487 | [5 empty] | STANDARD | CR0028 | 2019-05-14 09:39 | 2021-10-11 09:54
separator | CFIHOS-30000698 | external coating specification | CFIHOS-40000613 | [5 empty] | STANDARD | CR0028 | 2019-05-14 09:39 | 2021-10-11 09:54
separator | CFIHOS-30000698 | fluid name | CFIHOS-40000132 | [5 empty] | STANDARD | CR0028 | 2019-05-14 09:39 | 2021-10-11 09:54
separator | CFIHOS-30000698 | lower limit operating temperature | CFIHOS-40000504 | CEL | FAH |  |  |  | STANDARD | CR0028;CR0032 | 2019-05-14 09:39 | 2021-10-11 09:54
separator | CFIHOS-30000698 | orientation | CFIHOS-40000561 | [5 empty] | STANDARD | CR0028 | 2019-05-14 09:39 | 2021-10-11 09:54
separator | CFIHOS-30000698 | upper limit design pressure | CFIHOS-40000535 | BRG | 64 |  |  |  | STANDARD | CR0028;CR0032 | 2019-05-14 09:39 | 2021-10-11 09:54
separator | CFIHOS-30000698 | upper limit design temperature | CFIHOS-40000536 | CEL | FAH |  |  |  | STANDARD | CR0028;CR0032 | 2019-05-14 09:39 | 2021-10-11 09:54
separator | CFIHOS-30000698 | upper limit operating pressure | CFIHOS-40000537 | BRG | 64 |  |  |  | STANDARD | CR0028;CR0032 | 2019-05-14 09:39 | 2021-10-11 09:54
separator | CFIHOS-30000698 | upper limit operating temperature | CFIHOS-40000538 | CEL | FAH |  |  |  | STANDARD | CR0028;CR0032 | 2019-05-14 09:39 | 2021-10-11 09:54
servo tank gauge | CFIHOS-30000468 | explosion protection gas group | CFIHOS-40000110 |  |  | IEC 60529:2013 |  |  | STANDARD | CR0002;FR60 | 2017-02-13 22:35 | 2021-10-11 09:54
servo tank gauge | CFIHOS-30000468 | explosion protection temperature class | CFIHOS-40000112 |  |  | IEC 60529:2013 |  |  | STANDARD | CR0002;FR60 | 2017-02-13 22:35 | 2021-10-11 09:54
servo tank gauge | CFIHOS-30000468 | explosion protection zone | CFIHOS-40000113 |  |  | IEC 60529:2013 |  |  | STANDARD | CR0002;FR60 | 2017-02-13 22:35 | 2021-10-11 09:54
settler | CFIHOS-30000589 | coil normal operating pressure | CFIHOS-40000042 | [5 empty] | TERMINATED | V1.2;CR0013 | 2017-02-13 22:35 | 2021-10-11 09:54 | 2021-10-11 09:54
settler | CFIHOS-30000589 | coil normal operating temperature | CFIHOS-40000043 | [5 empty] | TERMINATED | V1.2;CR0013 | 2017-02-13 22:35 | 2021-10-11 09:54 | 2021-10-11 09:54
settler | CFIHOS-30000589 | external insulation type | CFIHOS-40000114 |  |  | ASME BPVC Section VIII |  |  | TERMINATED | V1.2;CR0013 | 2017-02-13 22:35 | 2021-10-11 09:54 | 2021-10-11 09:54
settler | CFIHOS-30000589 | external upper limit design pressure | CFIHOS-40000119 | [5 empty] | TERMINATED | V1.2;CR0013 | 2017-02-13 22:35 | 2021-10-11 09:54 | 2021-10-11 09:54
settler | CFIHOS-30000589 | fluid name | CFIHOS-40000132 | [5 empty] | TERMINATED | V1.2;CR0013 | 2017-02-13 22:35 | 2021-10-11 09:54 | 2021-10-11 09:54
settler | CFIHOS-30000589 | internal insulation type | CFIHOS-40000187 | [5 empty] | TERMINATED | V1.2;CR0013 | 2017-02-13 22:35 | 2021-10-11 09:54 | 2021-10-11 09:54
settler | CFIHOS-30000589 | internal upper limit design pressure | CFIHOS-40000192 | [5 empty] | TERMINATED | V1.2;CR0013 | 2017-02-13 22:35 | 2021-10-11 09:54 | 2021-10-11 09:54
settler | CFIHOS-30000589 | jacket normal operating pressure | CFIHOS-40000196 | [5 empty] | TERMINATED | V1.2;CR0013 | 2017-02-13 22:35 | 2021-10-11 09:54 | 2021-10-11 09:54
settler | CFIHOS-30000589 | jacket normal operating temperature | CFIHOS-40000197 | [5 empty] | TERMINATED | V1.2;CR0013 | 2017-02-13 22:35 | 2021-10-11 09:54 | 2021-10-11 09:54
settler | CFIHOS-30000589 | lower limit operating temperature | CFIHOS-40000504 | [5 empty] | TERMINATED | V1.2;CR0013 | 2017-02-13 22:35 | 2021-10-11 09:54 | 2021-10-11 09:54
settler | CFIHOS-30000589 | minimum design metal temperature | CFIHOS-40000232 | [5 empty] | TERMINATED | V1.2;CR0013 | 2017-02-13 22:35 | 2021-10-11 09:54 | 2021-10-11 09:54
settler | CFIHOS-30000589 | shell normal external operating pressure | CFIHOS-40000356 | [5 empty] | TERMINATED | V1.2;CR0013 | 2017-02-13 22:35 | 2021-10-11 09:54 | 2021-10-11 09:54
settler | CFIHOS-30000589 | shell normal internal operating pressure | CFIHOS-40000357 | [5 empty] | TERMINATED | V1.2;CR0013 | 2017-02-13 22:35 | 2021-10-11 09:54 | 2021-10-11 09:54
settler | CFIHOS-30000589 | shell normal operating temperature | CFIHOS-40000358 | [5 empty] | TERMINATED | V1.2;CR0013 | 2017-02-13 22:35 | 2021-10-11 09:54 | 2021-10-11 09:54
settler | CFIHOS-30000589 | upper limit design temperature | CFIHOS-40000536 | [5 empty] | TERMINATED | V1.2;CR0013 | 2017-02-13 22:35 | 2021-10-11 09:54 | 2021-10-11 09:54
settler | CFIHOS-30000589 | upper limit operating temperature | CFIHOS-40000538 | [5 empty] | TERMINATED | V1.2;CR0013 | 2017-02-13 22:35 | 2021-10-11 09:54 | 2021-10-11 09:54
shale shaker | CFIHOS-30000228 | design specification | CFIHOS-40000487 |  |  | API Recommended Practice 13C:2014 |  |  | STANDARD | CR0031;FR60 | 2020-05-05 09:55 | 2021-10-11 09:54
shale shaker | CFIHOS-30000228 | explosion protection gas group | CFIHOS-40000110 |  |  | API Recommended Practice 13C:2014 |  |  | STANDARD | CR0031;FR60 | 2020-05-05 09:55 | 2021-10-11 09:54
shale shaker | CFIHOS-30000228 | explosion protection temperature class | CFIHOS-40000112 |  |  | API Recommended Practice 13C:2014 |  |  | STANDARD | CR0031;FR60 | 2020-05-05 09:55 | 2021-10-11 09:54
shale shaker | CFIHOS-30000228 | explosion protection zone | CFIHOS-40000113 |  |  | API Recommended Practice 13C:2014 |  |  | STANDARD | CR0031;FR60 | 2020-05-05 09:55 | 2021-10-11 09:54
shale shaker | CFIHOS-30000228 | lower limit design temperature | CFIHOS-40000503 |  |  | API Recommended Practice 13C:2014 |  |  | STANDARD | CR0031;FR60 | 2020-05-05 09:55 | 2021-10-11 09:54
shale shaker | CFIHOS-30000228 | normal volume flow rate | CFIHOS-40000293 |  |  | API Recommended Practice 13C:2014 |  |  | STANDARD | CR0031;FR60 | 2020-05-05 09:55 | 2021-10-11 09:54
shale shaker | CFIHOS-30000228 | upper limit design temperature | CFIHOS-40000536 |  |  | API Recommended Practice 13C:2014 |  |  | STANDARD | CR0031;FR60 | 2020-05-05 09:55 | 2021-10-11 09:54
shell and tube heat exchanger | CFIHOS-30000755 | external coating specification | CFIHOS-40000613 | [5 empty] | STANDARD | CR0028 | 2019-05-14 09:39 | 2021-10-11 09:54
shell and tube heat exchanger | CFIHOS-30000755 | number of passes per shell - shell side | CFIHOS-40000305 | [5 empty] | TERMINATED | V1.2;CR0013 | 2017-02-13 22:35 | 2021-10-11 09:54 | 2021-10-11 09:54
shell and tube heat exchanger | CFIHOS-30000755 | number of passes per shell - tube side | CFIHOS-40000306 | [5 empty] | TERMINATED | V1.2;CR0013 | 2017-02-13 22:35 | 2021-10-11 09:54 | 2021-10-11 09:54
shell and tube heat exchanger | CFIHOS-30000755 | shell minimum design metal temperature | CFIHOS-40000355 | [5 empty] | TERMINATED | V1.2;CR0013 | 2017-02-13 22:35 | 2021-10-11 09:54 | 2021-10-11 09:54
shell and tube heat exchanger | CFIHOS-30000755 | shell side fluid name | CFIHOS-40000362 | [5 empty] | STANDARD | CR0028 | 2017-02-13 22:35 | 2021-10-11 09:54
shell and tube heat exchanger | CFIHOS-30000755 | shell side normal operating inlet pressure | CFIHOS-40000620 | [5 empty] | STANDARD | CR0028 | 2019-05-14 09:39 | 2021-10-11 09:54
shell and tube heat exchanger | CFIHOS-30000755 | shell side normal operating inlet temperature | CFIHOS-40000621 | [5 empty] | STANDARD | CR0028 | 2019-05-14 09:39 | 2021-10-11 09:54
shell and tube heat exchanger | CFIHOS-30000755 | shell side normal operating mass flow rate | CFIHOS-40000622 | [5 empty] | STANDARD | CR0028 | 2019-05-14 09:39 | 2021-10-11 09:54
shell and tube heat exchanger | CFIHOS-30000755 | shell side normal operating outlet temperature | CFIHOS-40000623 | [5 empty] | STANDARD | CR0028 | 2019-05-14 09:39 | 2021-10-11 09:54
shell and tube heat exchanger | CFIHOS-30000755 | shell side upper limit design temperature | CFIHOS-40000363 | [5 empty] | TERMINATED | V1.2;CR0013 | 2017-02-13 22:35 | 2021-10-11 09:54 | 2021-10-11 09:54
shell and tube heat exchanger | CFIHOS-30000755 | shell side upper limit operating inlet temperature | CFIHOS-40000364 | [5 empty] | TERMINATED | V1.2;CR0013 | 2017-02-13 22:35 | 2021-10-11 09:54 | 2021-10-11 09:54
shell and tube heat exchanger | CFIHOS-30000755 | shell side upper limit operating outlet temperature | CFIHOS-40000365 | [5 empty] | TERMINATED | V1.2;CR0013 | 2017-02-13 22:35 | 2021-10-11 09:54 | 2021-10-11 09:54
shell and tube heat exchanger | CFIHOS-30000755 | shell test pressure | CFIHOS-40000366 | [5 empty] | TERMINATED | V1.2;CR0013 | 2017-02-13 22:35 | 2021-10-11 09:54 | 2021-10-11 09:54
shell and tube heat exchanger | CFIHOS-30000755 | shell upper limit design pressure | CFIHOS-40000367 | [5 empty] | TERMINATED | V1.2;CR0013 | 2017-02-13 22:35 | 2021-10-11 09:54 | 2021-10-11 09:54
shell and tube heat exchanger | CFIHOS-30000755 | shell upper limit operating temperature | CFIHOS-40000368 | [5 empty] | TERMINATED | V1.2;CR0013 | 2017-02-13 22:35 | 2021-10-11 09:54 | 2021-10-11 09:54
shell and tube heat exchanger | CFIHOS-30000755 | tube side fluid name | CFIHOS-40000436 | [5 empty] | STANDARD | CR0028 | 2017-02-13 22:35 | 2021-10-11 09:54
shell and tube heat exchanger | CFIHOS-30000755 | tube side normal operating inlet pressure | CFIHOS-40000438 | BRG | 64 |  |  |  | STANDARD | CR0028;CR0032 | 2019-05-14 09:39 | 2021-10-11 09:54
shell and tube heat exchanger | CFIHOS-30000755 | tube side normal operating inlet temperature | CFIHOS-40000437 | CEL | FAH |  |  |  | STANDARD | CR0028;CR0032 | 2019-05-14 09:39 | 2021-10-11 09:54
shell and tube heat exchanger | CFIHOS-30000755 | tube side normal operating mass flow rate | CFIHOS-40000624 | [5 empty] | STANDARD | CR0028 | 2019-05-14 09:39 | 2021-10-11 09:54
shell and tube heat exchanger | CFIHOS-30000755 | tube side normal operating outlet temperature | CFIHOS-40000439 | CEL | FAH |  |  |  | STANDARD | CR0028;CR0032 | 2019-05-14 09:39 | 2021-10-11 09:54
shell and tube heat exchanger | CFIHOS-30000755 | tube side upper limit design temperature | CFIHOS-40000440 | [5 empty] | TERMINATED | V1.2;CR0013 | 2017-02-13 22:35 | 2021-10-11 09:54 | 2021-10-11 09:54
shell and tube heat exchanger | CFIHOS-30000755 | tube test pressure | CFIHOS-40000441 | [5 empty] | TERMINATED | V1.2;CR0013 | 2017-02-13 22:35 | 2021-10-11 09:54 | 2021-10-11 09:54
shell and tube heat exchanger | CFIHOS-30000755 | tube upper limit design pressure | CFIHOS-40000442 | [5 empty] | TERMINATED | V1.2;CR0013 | 2017-02-13 22:35 | 2021-10-11 09:54 | 2021-10-11 09:54
shut off damper | CFIHOS-30000232 | explosion protection gas group | CFIHOS-40000110 | [5 empty] | STANDARD | CR0028 | 2019-05-14 09:39 | 2021-10-11 09:54
shut off damper | CFIHOS-30000232 | explosion protection temperature class | CFIHOS-40000112 | [5 empty] | STANDARD | CR0028 | 2019-05-14 09:39 | 2021-10-11 09:54
shut off damper | CFIHOS-30000232 | explosion protection zone | CFIHOS-40000113 | [5 empty] | STANDARD | CR0028 | 2019-05-14 09:39 | 2021-10-11 09:54
signal cable | CFIHOS-30000365 | cross section area | CFIHOS-40000492 | MTK | FTK |  |  |  | STANDARD | CR0028;CR0032 | 2019-05-14 09:39 | 2021-10-11 09:54
signal cable | CFIHOS-30000365 | length | CFIHOS-40000201 | MMT | INH |  |  |  | STANDARD | CR0028;CR0032 | 2019-05-14 09:39 | 2021-10-11 09:54
signal cable | CFIHOS-30000365 | number of cores | CFIHOS-40000301 | [5 empty] | STANDARD | CR0028 | 2019-05-14 09:39 | 2021-10-11 09:54
signal converter | CFIHOS-30000663 | explosion protection gas group | CFIHOS-40000110 | [5 empty] | STANDARD | CR0028 | 2019-05-14 09:39 | 2021-10-11 09:54
signal converter | CFIHOS-30000663 | explosion protection temperature class | CFIHOS-40000112 | [5 empty] | STANDARD | CR0028 | 2019-05-14 09:39 | 2021-10-11 09:54
signal converter | CFIHOS-30000663 | explosion protection zone | CFIHOS-40000113 | [5 empty] | STANDARD | CR0028 | 2019-05-14 09:39 | 2021-10-11 09:54
silencer | CFIHOS-30000514 | fluid name | CFIHOS-40000132 | [5 empty] | STANDARD | V1.2 | 2017-02-13 22:35 | 2021-10-11 09:54
siren | CFIHOS-30000744 | explosion protection gas group | CFIHOS-40000110 |  |  | IEC 60529:2013 |  |  | TERMINATED | CR0014 | 2017-02-13 22:35 | 2021-10-11 09:54 | 2021-10-11 09:54
siren | CFIHOS-30000744 | explosion protection temperature class | CFIHOS-40000112 |  |  | IEC 60529:2013 |  |  | TERMINATED | CR0014 | 2017-02-13 22:35 | 2021-10-11 09:54 | 2021-10-11 09:54
siren | CFIHOS-30000744 | explosion protection zone | CFIHOS-40000113 |  |  | IEC 60529:2013 |  |  | TERMINATED | CR0014 | 2017-02-13 22:35 | 2021-10-11 09:54 | 2021-10-11 09:54
slat conveyor | CFIHOS-30000570 | design specification | CFIHOS-40000487 |  |  | ANSI/CEMA 350-2015 |  |  | STANDARD | FR74 | 2021-10-11 09:54 | 2021-10-11 09:54
slat conveyor | CFIHOS-30000570 | explosion protection zone | CFIHOS-40000113 |  |  | ANSI/CEMA 350-2015 |  |  | STANDARD | FR74 | 2021-10-11 09:54 | 2021-10-11 09:54
slat conveyor | CFIHOS-30000570 | lower limit design temperature | CFIHOS-40000503 |  |  | ANSI/CEMA 350-2015 |  |  | STANDARD | FR74 | 2021-10-11 09:54 | 2021-10-11 09:54
slat conveyor | CFIHOS-30000570 | normal volume flow rate | CFIHOS-40000293 |  |  | ANSI/CEMA 350-2015 |  |  | STANDARD | FR74 | 2021-10-11 09:54 | 2021-10-11 09:54
slat conveyor | CFIHOS-30000570 | upper limit design temperature | CFIHOS-40000536 |  |  | ANSI/CEMA 350-2015 |  |  | STANDARD | FR74 | 2021-10-11 09:54 | 2021-10-11 09:54
slide control valve | CFIHOS-30000865 | actuation service | CFIHOS-40000638 |  |  | ISA-TR20.00.01-2007 |  |  | STANDARD | CR0029;FR60 | 2019-10-01 02:04 | 2021-10-11 09:54
slide control valve | CFIHOS-30000865 | communication protocol | CFIHOS-40000599 |  |  | IEC 60534-7:2010 |  |  | STANDARD | CR0029;FR60 | 2019-10-01 02:04 | 2021-10-11 09:54
slide control valve | CFIHOS-30000865 | design specification | CFIHOS-40000487 |  |  | IEC 60534-7:2010 |  |  | STANDARD | CR0029;FR60 | 2019-10-01 02:04 | 2021-10-11 09:54
slide control valve | CFIHOS-30000865 | explosion protection gas group | CFIHOS-40000110 | [5 empty] | STANDARD | CR0029 | 2019-10-01 02:04 | 2021-10-11 09:54
slide control valve | CFIHOS-30000865 | explosion protection temperature class | CFIHOS-40000112 | [5 empty] | STANDARD | CR0029 | 2019-10-01 02:04 | 2021-10-11 09:54
slide control valve | CFIHOS-30000865 | explosion protection zone | CFIHOS-40000113 | [5 empty] | STANDARD | CR0029 | 2019-10-01 02:04 | 2021-10-11 09:54
slide control valve | CFIHOS-30000865 | failure action | CFIHOS-40000580 |  |  | API Spec 6D:2014 |  |  | STANDARD | CR0029;FR60 | 2019-10-01 02:04 | 2021-10-11 09:54
slide control valve | CFIHOS-30000865 | fire safe | CFIHOS-40000585 | [5 empty] | STANDARD | CR0029 | 2019-10-01 02:04 | 2021-10-11 09:54
slide control valve | CFIHOS-30000865 | fluid name | CFIHOS-40000132 |  |  | IEC 60537:1976 Withdrawn;ISA-TR20.00.01-2007;ISO 14224:2016 |  |  | STANDARD | CR0029;FR60 | 2019-10-01 02:04 | 2021-10-11 09:54
slide control valve | CFIHOS-30000865 | full opening valve | CFIHOS-40000584 |  |  | ANSI/ISA-75.05.01-2019 |  |  | STANDARD | CR0029;FR60 | 2019-10-01 02:04 | 2021-10-11 09:54
slide control valve | CFIHOS-30000865 | input signal range | CFIHOS-40000600 | [5 empty] | STANDARD | CR0029 | 2019-10-01 02:04 | 2021-10-11 09:54
slide control valve | CFIHOS-30000865 | input signal type | CFIHOS-40000597 |  |  | IEC 60534-7:2010 |  |  | STANDARD | CR0029;FR60 | 2019-10-01 02:04 | 2021-10-11 09:54
slide control valve | CFIHOS-30000865 | nominal diameter | CFIHOS-40000509 | MMT | INH | API Spec 6D:2014 |  |  | STANDARD | CR0029;CR0032;FR60 | 2019-10-01 02:04 | 2021-10-11 09:54
slide control valve | CFIHOS-30000865 | normal operating pressure | CFIHOS-40000512 | BRG | 64 | API Spec 6D:2014;ISA-TR20.00.01-2007;ISO 14224:2016 |  |  | STANDARD | CR0029;CR0032;FR60 | 2019-10-01 02:04 | 2021-10-11 09:54
slide control valve | CFIHOS-30000865 | normal operating temperature | CFIHOS-40000514 | CEL | FAH | ISO 14224:2016;ANSI/ISA-75.05.01-2019;IEC 60537:1976 Withdrawn |  |  | STANDARD | CR0029;CR0032;FR60 | 2019-10-01 02:04 | 2021-10-11 09:54
slide control valve | CFIHOS-30000865 | output signal range | CFIHOS-40000601 | [5 empty] | STANDARD | CR0029 | 2019-10-01 02:04 | 2021-10-11 09:54
slide control valve | CFIHOS-30000865 | output signal type | CFIHOS-40000598 |  |  | IEC 60534-7:2010 |  |  | STANDARD | CR0029;FR60 | 2019-10-01 02:04 | 2021-10-11 09:54
slide control valve | CFIHOS-30000865 | piping class | CFIHOS-40000488 |  |  | API Spec 6D:2014 |  |  | STANDARD | CR0029;FR60 | 2019-10-01 02:04 | 2021-10-11 09:54
slide control valve | CFIHOS-30000865 | safety integrity level | CFIHOS-40000579 |  |  | IEC 60534-7:2010 |  |  | STANDARD | CR0029;FR60 | 2019-10-01 02:04 | 2021-10-11 09:54
slide valve | CFIHOS-30000866 | design specification | CFIHOS-40000487 | [5 empty] | STANDARD | CR0029 | 2019-10-01 02:04 | 2021-10-11 09:54
slide valve | CFIHOS-30000866 | failure action | CFIHOS-40000580 | [5 empty] | STANDARD | CR0029 | 2019-10-01 02:04 | 2021-10-11 09:54
slide valve | CFIHOS-30000866 | fluid name | CFIHOS-40000132 |  |  | ASME B31.3 - 2020;IEC 60537:1976 Withdrawn;ISO 14224:2016 |  |  | STANDARD | CR0029;FR60 | 2019-10-01 02:04 | 2021-10-11 09:54
slide valve | CFIHOS-30000866 | full opening valve | CFIHOS-40000584 |  |  | API Spec 6D:2014 |  |  | STANDARD | CR0029;FR60 | 2019-10-01 02:04 | 2021-10-11 09:54
slide valve | CFIHOS-30000866 | nominal diameter | CFIHOS-40000509 | MMT | INH | API Spec 6D:2014 |  |  | STANDARD | CR0029;CR0032;FR60 | 2019-10-01 02:04 | 2021-10-11 09:54
slide valve | CFIHOS-30000866 | normal operating pressure | CFIHOS-40000512 | BRG | 64 | IEC 60537:1976 Withdrawn;ISO 14224:2016 |  |  | STANDARD | CR0029;CR0032;FR60 | 2019-10-01 02:04 | 2021-10-11 09:54
slide valve | CFIHOS-30000866 | normal operating temperature | CFIHOS-40000514 | CEL | FAH | IEC 60537:1976 Withdrawn;ISO 14224:2016 |  |  | STANDARD | CR0029;CR0032;FR60 | 2019-10-01 02:04 | 2021-10-11 09:54
slide valve | CFIHOS-30000866 | piping class | CFIHOS-40000488 |  |  | API Spec 6D:2014 |  |  | STANDARD | CR0029;FR60 | 2019-10-01 02:04 | 2021-10-11 09:54
slips | CFIHOS-30000919 | design specification | CFIHOS-40000487 |  |  | API Spec 7K:2015 |  |  | STANDARD | CR0031;FR60 | 2020-05-05 09:55 | 2021-10-11 09:54
slips | CFIHOS-30000919 | explosion protection zone | CFIHOS-40000113 |  |  | API Spec 7K:2015 |  |  | STANDARD | CR0031;FR60 | 2020-05-05 09:55 | 2021-10-11 09:54
slips | CFIHOS-30000919 | lower limit design temperature | CFIHOS-40000503 |  |  | API Spec 7K:2015 |  |  | STANDARD | CR0031;FR60 | 2020-05-05 09:55 | 2021-10-11 09:54
slips | CFIHOS-30000919 | upper limit design pressure | CFIHOS-40000535 |  |  | API Spec 7K:2015 |  |  | STANDARD | CR0031;FR60 | 2020-05-05 09:55 | 2021-10-11 09:54
slips | CFIHOS-30000919 | upper limit design temperature | CFIHOS-40000536 |  |  | API Spec 7K:2015 |  |  | STANDARD | CR0031;FR60 | 2020-05-05 09:55 | 2021-10-11 09:54
slug catcher | CFIHOS-30000591 | coil normal operating pressure | CFIHOS-40000042 | BRG | 64 |  |  |  | STANDARD | CR0032 | 2017-02-13 22:35 | 2021-10-11 09:54
slug catcher | CFIHOS-30000591 | coil normal operating temperature | CFIHOS-40000043 | CEL | FAH |  |  |  | STANDARD | CR0032 | 2017-02-13 22:35 | 2021-10-11 09:54
slug catcher | CFIHOS-30000591 | external insulation type | CFIHOS-40000114 |  |  | ASME BPVC Section VIII |  |  | STANDARD | V1.2 | 2017-02-13 22:35 | 2021-10-11 09:54
slug catcher | CFIHOS-30000591 | external upper limit design pressure | CFIHOS-40000119 | BRG | 64 |  |  |  | STANDARD | CR0032 | 2017-02-13 22:35 | 2021-10-11 09:54
slug catcher | CFIHOS-30000591 | fluid name | CFIHOS-40000132 | [5 empty] | STANDARD | V1.2 | 2017-02-13 22:35 | 2021-10-11 09:54
slug catcher | CFIHOS-30000591 | internal insulation type | CFIHOS-40000187 | [5 empty] | STANDARD | V1.2 | 2017-02-13 22:35 | 2021-10-11 09:54
slug catcher | CFIHOS-30000591 | internal upper limit design pressure | CFIHOS-40000192 | BRG | 64 |  |  |  | STANDARD | CR0032 | 2017-02-13 22:35 | 2021-10-11 09:54
slug catcher | CFIHOS-30000591 | jacket normal operating pressure | CFIHOS-40000196 | BRG | 64 |  |  |  | STANDARD | CR0032 | 2017-02-13 22:35 | 2021-10-11 09:54
slug catcher | CFIHOS-30000591 | jacket normal operating temperature | CFIHOS-40000197 | CEL | FAH |  |  |  | STANDARD | CR0032 | 2017-02-13 22:35 | 2021-10-11 09:54
slug catcher | CFIHOS-30000591 | lower limit operating temperature | CFIHOS-40000504 | CEL | FAH |  |  |  | STANDARD | CR0032 | 2017-02-13 22:35 | 2021-10-11 09:54
slug catcher | CFIHOS-30000591 | minimum design metal temperature | CFIHOS-40000232 | CEL | FAH |  |  |  | STANDARD | CR0032 | 2017-02-13 22:35 | 2021-10-11 09:54
slug catcher | CFIHOS-30000591 | shell normal external operating pressure | CFIHOS-40000356 | BRG | 64 |  |  |  | STANDARD | CR0032 | 2017-02-13 22:35 | 2021-10-11 09:54
slug catcher | CFIHOS-30000591 | shell normal internal operating pressure | CFIHOS-40000357 | BRG | 64 |  |  |  | STANDARD | CR0032 | 2017-02-13 22:35 | 2021-10-11 09:54
slug catcher | CFIHOS-30000591 | shell normal operating temperature | CFIHOS-40000358 | CEL | FAH |  |  |  | STANDARD | CR0032 | 2017-02-13 22:35 | 2021-10-11 09:54
slug catcher | CFIHOS-30000591 | upper limit design temperature | CFIHOS-40000536 | CEL | FAH |  |  |  | STANDARD | CR0032 | 2017-02-13 22:35 | 2021-10-11 09:54
slug catcher | CFIHOS-30000591 | upper limit operating temperature | CFIHOS-40000538 | CEL | FAH |  |  |  | STANDARD | CR0032 | 2017-02-13 22:35 | 2021-10-11 09:54
smoke detector | CFIHOS-30000470 | explosion protection gas group | CFIHOS-40000110 |  |  | IEC 60529:2013 |  |  | STANDARD | V1.2 | 2017-02-13 22:35 | 2021-10-11 09:54
smoke detector | CFIHOS-30000470 | explosion protection temperature class | CFIHOS-40000112 |  |  | IEC 60529:2013 |  |  | STANDARD | V1.2 | 2017-02-13 22:35 | 2021-10-11 09:54
smoke detector | CFIHOS-30000470 | explosion protection zone | CFIHOS-40000113 |  |  | IEC 60529:2013 |  |  | STANDARD | V1.2 | 2017-02-13 22:35 | 2021-10-11 09:54
solar panel | CFIHOS-30000740 | explosion protection gas group | CFIHOS-40000110 | [5 empty] | STANDARD | CR0028 | 2019-05-14 09:39 | 2021-10-11 09:54
solar panel | CFIHOS-30000740 | explosion protection temperature class | CFIHOS-40000112 | [5 empty] | STANDARD | CR0028 | 2019-05-14 09:39 | 2021-10-11 09:54
solar panel | CFIHOS-30000740 | explosion protection zone | CFIHOS-40000113 | [5 empty] | STANDARD | CR0028 | 2019-05-14 09:39 | 2021-10-11 09:54
solenoid | CFIHOS-30000368 | explosion protection gas group | CFIHOS-40000110 |  |  | IEC 60529:2013 |  |  | STANDARD | V1.2 | 2017-02-13 22:35 | 2021-10-11 09:54
solenoid | CFIHOS-30000368 | explosion protection temperature class | CFIHOS-40000112 |  |  | IEC 60529:2013 |  |  | STANDARD | V1.2 | 2017-02-13 22:35 | 2021-10-11 09:54
solenoid | CFIHOS-30000368 | explosion protection zone | CFIHOS-40000113 |  |  | IEC 60529:2013 |  |  | STANDARD | V1.2 | 2017-02-13 22:35 | 2021-10-11 09:54
solenoid valve | CFIHOS-30000681 | communication protocol | CFIHOS-40000599 |  |  | IEC 60534-7:2010 |  |  | STANDARD | CR0028 | 2019-05-14 09:39 | 2021-10-11 09:54
solenoid valve | CFIHOS-30000681 | design specification | CFIHOS-40000487 | [5 empty] | STANDARD | CR0028 | 2019-05-14 09:39 | 2021-10-11 09:54
solenoid valve | CFIHOS-30000681 | explosion protection gas group | CFIHOS-40000110 | [5 empty] | STANDARD | CR0028 | 2019-05-14 09:39 | 2021-10-11 09:54
solenoid valve | CFIHOS-30000681 | explosion protection temperature class | CFIHOS-40000112 | [5 empty] | STANDARD | CR0028 | 2019-05-14 09:39 | 2021-10-11 09:54
solenoid valve | CFIHOS-30000681 | explosion protection zone | CFIHOS-40000113 | [5 empty] | STANDARD | CR0028 | 2019-05-14 09:39 | 2021-10-11 09:54
solenoid valve | CFIHOS-30000681 | failure action | CFIHOS-40000580 | [5 empty] | STANDARD | CR0028 | 2019-05-14 09:39 | 2021-10-11 09:54
solenoid valve | CFIHOS-30000681 | fluid name | CFIHOS-40000132 |  |  | ISO 14224:2016 |  |  | STANDARD | CR0028 | 2019-05-14 09:39 | 2021-10-11 09:54
solenoid valve | CFIHOS-30000681 | input signal range | CFIHOS-40000600 |  |  | IEC 60534-7:2010 |  |  | STANDARD | CR0028 | 2019-05-14 09:39 | 2021-10-11 09:54
solenoid valve | CFIHOS-30000681 | input signal type | CFIHOS-40000597 |  |  | IEC 60534-7:2010 |  |  | STANDARD | CR0028 | 2019-05-14 09:39 | 2021-10-11 09:54
solenoid valve | CFIHOS-30000681 | nominal diameter | CFIHOS-40000509 | MMT | INH |  |  |  | STANDARD | CR0028;CR0032 | 2019-05-14 09:39 | 2021-10-11 09:54
solenoid valve | CFIHOS-30000681 | normal operating pressure | CFIHOS-40000512 | BRG | 64 | ISO 14224:2016 |  |  | STANDARD | CR0028;CR0032 | 2019-05-14 09:39 | 2021-10-11 09:54
solenoid valve | CFIHOS-30000681 | normal operating temperature | CFIHOS-40000514 | CEL | FAH | ISO 14224:2016 |  |  | STANDARD | CR0028;CR0032 | 2019-05-14 09:39 | 2021-10-11 09:54
solenoid valve | CFIHOS-30000681 | output signal range | CFIHOS-40000601 |  |  | IEC 60534-7:2010 |  |  | STANDARD | CR0028 | 2019-05-14 09:39 | 2021-10-11 09:54
solenoid valve | CFIHOS-30000681 | output signal type | CFIHOS-40000598 |  |  | IEC 60534-7:2010 |  |  | STANDARD | CR0028 | 2019-05-14 09:39 | 2021-10-11 09:54
solenoid valve | CFIHOS-30000681 | safety integrity level | CFIHOS-40000579 |  |  | ANSI/ISA-75.05.01-2019 |  |  | STANDARD | CR0028 | 2019-05-14 09:39 | 2021-10-11 09:54
solenoid valve | CFIHOS-30000681 | set point | CFIHOS-40000581 | [5 empty] | STANDARD | CR0028 | 2019-05-14 09:39 | 2021-10-11 09:54
solenoid valve | CFIHOS-30000681 | set point high | CFIHOS-40000582 | [5 empty] | STANDARD | CR0028 | 2019-05-14 09:39 | 2021-10-11 09:54
solenoid valve | CFIHOS-30000681 | set point low | CFIHOS-40000583 | [5 empty] | STANDARD | CR0028 | 2019-05-14 09:39 | 2021-10-11 09:54
solid composition analyser | CFIHOS-30000242 | explosion protection gas group | CFIHOS-40000110 |  |  | IEC 60529:2013 |  |  | STANDARD | CR0002;FR60 | 2017-02-13 22:35 | 2021-10-11 09:54
solid composition analyser | CFIHOS-30000242 | explosion protection temperature class | CFIHOS-40000112 |  |  | IEC 60529:2013 |  |  | STANDARD | CR0002;FR60 | 2017-02-13 22:35 | 2021-10-11 09:54
solid composition analyser | CFIHOS-30000242 | explosion protection zone | CFIHOS-40000113 |  |  | IEC 60529:2013 |  |  | STANDARD | CR0002;FR60 | 2017-02-13 22:35 | 2021-10-11 09:54
sound pressure level analyser | CFIHOS-30000245 | explosion protection gas group | CFIHOS-40000110 |  |  | IEC 60529:2013 |  |  | STANDARD | CR0002;FR60 | 2017-02-13 22:35 | 2021-10-11 09:54
sound pressure level analyser | CFIHOS-30000245 | explosion protection temperature class | CFIHOS-40000112 |  |  | IEC 60529:2013 |  |  | STANDARD | CR0002;FR60 | 2017-02-13 22:35 | 2021-10-11 09:54
sound pressure level analyser | CFIHOS-30000245 | explosion protection zone | CFIHOS-40000113 |  |  | IEC 60529:2013 |  |  | STANDARD | CR0002;FR60 | 2017-02-13 22:35 | 2021-10-11 09:54
spark arrestor | CFIHOS-30000246 | fluid name | CFIHOS-40000132 | [5 empty] | TERMINATED | CR0028 | 2017-02-13 22:35 | 2021-10-11 09:54 | 2021-10-11 09:54
spark arrestor | CFIHOS-30000246 | normal operating temperature | CFIHOS-40000514 | CEL | FAH |  |  |  | TERMINATED | CR0028;CR0032 | 2017-02-13 22:35 | 2021-10-11 09:54 | 2021-10-11 09:54
specific gravity analyser | CFIHOS-30000248 | explosion protection gas group | CFIHOS-40000110 |  |  | IEC 60529:2013 |  |  | STANDARD | CR0002;FR60 | 2017-02-13 22:35 | 2021-10-11 09:54
specific gravity analyser | CFIHOS-30000248 | explosion protection temperature class | CFIHOS-40000112 |  |  | IEC 60529:2013 |  |  | STANDARD | CR0002;FR60 | 2017-02-13 22:35 | 2021-10-11 09:54
specific gravity analyser | CFIHOS-30000248 | explosion protection zone | CFIHOS-40000113 |  |  | IEC 60529:2013 |  |  | STANDARD | CR0002;FR60 | 2017-02-13 22:35 | 2021-10-11 09:54
speed meter | CFIHOS-30000471 | explosion protection gas group | CFIHOS-40000110 |  |  | IEC 60529:2013 |  |  | STANDARD | V1.2 | 2017-02-13 22:35 | 2021-10-11 09:54
speed meter | CFIHOS-30000471 | explosion protection temperature class | CFIHOS-40000112 |  |  | IEC 60529:2013 |  |  | STANDARD | V1.2 | 2017-02-13 22:35 | 2021-10-11 09:54
speed meter | CFIHOS-30000471 | explosion protection zone | CFIHOS-40000113 |  |  | IEC 60529:2013 |  |  | STANDARD | V1.2 | 2017-02-13 22:35 | 2021-10-11 09:54
speed switch | CFIHOS-30000690 | explosion protection gas group | CFIHOS-40000110 | [5 empty] | STANDARD | CR0028 | 2019-05-14 09:39 | 2021-10-11 09:54
speed switch | CFIHOS-30000690 | explosion protection temperature class | CFIHOS-40000112 | [5 empty] | STANDARD | CR0028 | 2019-05-14 09:39 | 2021-10-11 09:54
speed switch | CFIHOS-30000690 | explosion protection zone | CFIHOS-40000113 | [5 empty] | STANDARD | CR0028 | 2019-05-14 09:39 | 2021-10-11 09:54
speed switch | CFIHOS-30000690 | safety integrity level | CFIHOS-40000579 | [5 empty] | STANDARD | CR0028 | 2019-05-14 09:39 | 2021-10-11 09:54
speed transmitter | CFIHOS-30000472 | explosion protection gas group | CFIHOS-40000110 |  |  | IEC 60529:2013 |  |  | STANDARD | V1.2 | 2017-02-13 22:35 | 2021-10-11 09:54
speed transmitter | CFIHOS-30000472 | explosion protection temperature class | CFIHOS-40000112 |  |  | IEC 60529:2013 |  |  | STANDARD | V1.2 | 2017-02-13 22:35 | 2021-10-11 09:54
speed transmitter | CFIHOS-30000472 | explosion protection zone | CFIHOS-40000113 |  |  | IEC 60529:2013 |  |  | STANDARD | V1.2 | 2017-02-13 22:35 | 2021-10-11 09:54
speed transmitter | CFIHOS-30000472 | safety integrity level | CFIHOS-40000579 | [5 empty] | STANDARD | CR0028 | 2019-05-14 09:39 | 2021-10-11 09:54
stabilizer column | CFIHOS-30000868 | bottom section normal operating pressure | CFIHOS-40000026 | BRG | 64 |  |  |  | STANDARD | CR0029;CR0032 | 2019-10-01 02:04 | 2021-10-11 09:54
stabilizer column | CFIHOS-30000868 | bottom section normal operating temperature | CFIHOS-40000027 | CEL | FAH |  |  |  | STANDARD | CR0029;CR0032 | 2019-10-01 02:04 | 2021-10-11 09:54
stabilizer column | CFIHOS-30000868 | design specification | CFIHOS-40000487 | [5 empty] | STANDARD | CR0029 | 2019-10-01 02:04 | 2021-10-11 09:54
stabilizer column | CFIHOS-30000868 | external coating specification | CFIHOS-40000613 | [5 empty] | STANDARD | CR0029 | 2019-10-01 02:04 | 2021-10-11 09:54
stabilizer column | CFIHOS-30000868 | external insulation type | CFIHOS-40000114 |  |  | ASME BPVC Section VIII |  |  | STANDARD | CR0029;FR60 | 2019-10-01 02:04 | 2021-10-11 09:54
stabilizer column | CFIHOS-30000868 | fluid name | CFIHOS-40000132 | [5 empty] | STANDARD | CR0029 | 2019-10-01 02:04 | 2021-10-11 09:54
stabilizer column | CFIHOS-30000868 | insulation code | CFIHOS-40000178 | [5 empty] | STANDARD | CR0029 | 2019-10-01 02:04 | 2021-10-11 09:54
stabilizer column | CFIHOS-30000868 | intermediate section normal operating pressure | CFIHOS-40000184 | BRG | 64 |  |  |  | STANDARD | CR0029;CR0032 | 2019-10-01 02:04 | 2021-10-11 09:54
stabilizer column | CFIHOS-30000868 | intermediate section normal operating temperature | CFIHOS-40000185 | CEL | FAH |  |  |  | STANDARD | CR0029;CR0032 | 2019-10-01 02:04 | 2021-10-11 09:54
stabilizer column | CFIHOS-30000868 | top section normal operating pressure | CFIHOS-40000420 | BRG | 64 |  |  |  | STANDARD | CR0029;CR0032 | 2019-10-01 02:04 | 2021-10-11 09:54
stabilizer column | CFIHOS-30000868 | top section normal operating temperature | CFIHOS-40000421 | CEL | FAH |  |  |  | STANDARD | CR0029;CR0032 | 2019-10-01 02:04 | 2021-10-11 09:54
stabilizer column | CFIHOS-30000868 | upper limit design pressure | CFIHOS-40000535 | BRG | 64 |  |  |  | STANDARD | CR0029;CR0032 | 2019-10-01 02:04 | 2021-10-11 09:54
stabilizer column | CFIHOS-30000868 | upper limit design temperature | CFIHOS-40000536 | CEL | FAH |  |  |  | STANDARD | CR0029;CR0032 | 2019-10-01 02:04 | 2021-10-11 09:54
stack | CFIHOS-30000251 | insulation type | CFIHOS-40000179 | [5 empty] | STANDARD | V1.2 | 2017-02-13 22:35 | 2021-10-11 09:54
stack | CFIHOS-30000251 | normal operating temperature | CFIHOS-40000514 | CEL | FAH |  |  |  | STANDARD | CR0032 | 2017-02-13 22:35 | 2021-10-11 09:54
stack | CFIHOS-30000251 | stack type | CFIHOS-40000381 | [5 empty] | STANDARD | V1.2 | 2017-02-13 22:35 | 2021-10-11 09:54
static mixer | CFIHOS-30000630 | design specification | CFIHOS-40000487 |  |  | IEC 60529:2013 |  |  | STANDARD | FR74 | 2021-10-11 09:54 | 2021-10-11 09:54
static mixer | CFIHOS-30000630 | explosion protection gas group | CFIHOS-40000110 |  |  | IEC 60529:2013 |  |  | STANDARD | FR74 | 2021-10-11 09:54 | 2021-10-11 09:54
static mixer | CFIHOS-30000630 | explosion protection temperature class | CFIHOS-40000112 |  |  | IEC 60529:2013 |  |  | STANDARD | FR74 | 2021-10-11 09:54 | 2021-10-11 09:54
static mixer | CFIHOS-30000630 | explosion protection zone | CFIHOS-40000113 |  |  | IEC 60529:2013 |  |  | STANDARD | FR74 | 2021-10-11 09:54 | 2021-10-11 09:54
static mixer | CFIHOS-30000630 | lower limit design pressure | CFIHOS-40000551 | [5 empty] | STANDARD | CR0028 | 2019-05-14 09:39 | 2021-10-11 09:54
static mixer | CFIHOS-30000630 | lower limit design temperature | CFIHOS-40000503 | CEL | FAH |  |  |  | STANDARD | CR0028;CR0032 | 2019-05-14 09:39 | 2021-10-11 09:54
static mixer | CFIHOS-30000630 | lower limit operating pressure | CFIHOS-40000556 | [5 empty] | STANDARD | CR0028 | 2019-05-14 09:39 | 2021-10-11 09:54
static mixer | CFIHOS-30000630 | lower limit operating temperature | CFIHOS-40000504 | CEL | FAH |  |  |  | STANDARD | CR0028;CR0032 | 2019-05-14 09:39 | 2021-10-11 09:54
static mixer | CFIHOS-30000630 | test medium | CFIHOS-40000412 | [5 empty] | STANDARD | CR0028 | 2019-05-14 09:39 | 2021-10-11 09:54
static mixer | CFIHOS-30000630 | test pressure | CFIHOS-40000532 | BRG | 64 |  |  |  | STANDARD | CR0028;CR0032 | 2019-05-14 09:39 | 2021-10-11 09:54
static mixer | CFIHOS-30000630 | upper limit design pressure | CFIHOS-40000535 | BRG | 64 |  |  |  | STANDARD | CR0028;CR0032 | 2019-05-14 09:39 | 2021-10-11 09:54
static mixer | CFIHOS-30000630 | upper limit design temperature | CFIHOS-40000536 | CEL | FAH |  |  |  | STANDARD | CR0028;CR0032 | 2019-05-14 09:39 | 2021-10-11 09:54
static mixer | CFIHOS-30000630 | upper limit operating pressure | CFIHOS-40000537 | BRG | 64 |  |  |  | STANDARD | CR0028;CR0032 | 2019-05-14 09:39 | 2021-10-11 09:54
static mixer | CFIHOS-30000630 | upper limit operating temperature | CFIHOS-40000538 | CEL | FAH |  |  |  | STANDARD | CR0028;CR0032 | 2019-05-14 09:39 | 2021-10-11 09:54
steam turbine | CFIHOS-30000556 | design specification | CFIHOS-40000487 | [5 empty] | STANDARD | CR0029 | 2019-10-01 02:04 | 2021-10-11 09:54
steam turbine | CFIHOS-30000556 | direction of rotation | CFIHOS-40000075 | [5 empty] | STANDARD | CR0029 | 2019-10-01 02:04 | 2021-10-11 09:54
steam turbine | CFIHOS-30000556 | driven unit normal operating shaft power | CFIHOS-40000085 | KWT | K43 |  |  |  | STANDARD | CR0029;CR0032 | 2019-10-01 02:04 | 2021-10-11 09:54
steam turbine | CFIHOS-30000556 | driven unit normal speed | CFIHOS-40000086 | RPM | RPM |  |  |  | STANDARD | CR0029;CR0032 | 2019-10-01 02:04 | 2021-10-11 09:54
steam turbine | CFIHOS-30000556 | explosion protection gas group | CFIHOS-40000110 | [5 empty] | STANDARD | CR0029 | 2019-10-01 02:04 | 2021-10-11 09:54
steam turbine | CFIHOS-30000556 | explosion protection temperature class | CFIHOS-40000112 | [5 empty] | STANDARD | CR0029 | 2019-10-01 02:04 | 2021-10-11 09:54
steam turbine | CFIHOS-30000556 | explosion protection zone | CFIHOS-40000113 | [5 empty] | STANDARD | CR0029 | 2019-10-01 02:04 | 2021-10-11 09:54
steam turbine | CFIHOS-30000556 | extraction of steam controlled | CFIHOS-40000120 | [5 empty] | TERMINATED | CR0028 | 2017-02-13 22:35 | 2021-10-11 09:54 | 2021-10-11 09:54
steam turbine | CFIHOS-30000556 | fuel type | CFIHOS-40000135 | [5 empty] | STANDARD | CR0029 | 2019-10-01 02:04 | 2021-10-11 09:54
steam turbine | CFIHOS-30000556 | insulation class | CFIHOS-40000177 | [5 empty] | STANDARD | CR0029 | 2019-10-01 02:04 | 2021-10-11 09:54
steam turbine | CFIHOS-30000556 | lower limit allowable rotational speed | CFIHOS-40000502 | [5 empty] | TERMINATED | CR0028 | 2017-02-13 22:35 | 2021-10-11 09:54 | 2021-10-11 09:54
steam turbine | CFIHOS-30000556 | lower limit operating extraction steam mass flow rate | CFIHOS-40000208 | [5 empty] | TERMINATED | CR0028 | 2017-02-13 22:35 | 2021-10-11 09:54 | 2021-10-11 09:54
steam turbine | CFIHOS-30000556 | lower limit operating extraction steam pressure | CFIHOS-40000209 | [5 empty] | TERMINATED | CR0028 | 2017-02-13 22:35 | 2021-10-11 09:54 | 2021-10-11 09:54
steam turbine | CFIHOS-30000556 | lower limit operating extraction steam temperature | CFIHOS-40000210 | [5 empty] | TERMINATED | CR0028 | 2017-02-13 22:35 | 2021-10-11 09:54 | 2021-10-11 09:54
steam turbine | CFIHOS-30000556 | lower limit operating inlet pressure | CFIHOS-40000552 | [5 empty] | STANDARD | CR0029 | 2019-10-01 02:04 | 2021-10-11 09:54
steam turbine | CFIHOS-30000556 | lower limit operating inlet steam pressure | CFIHOS-40000213 | [5 empty] | TERMINATED | CR0028 | 2017-02-13 22:35 | 2021-10-11 09:54 | 2021-10-11 09:54
steam turbine | CFIHOS-30000556 | lower limit operating inlet steam temperature | CFIHOS-40000218 | [5 empty] | TERMINATED | CR0028 | 2017-02-13 22:35 | 2021-10-11 09:54 | 2021-10-11 09:54
steam turbine | CFIHOS-30000556 | lower limit operating inlet temperature | CFIHOS-40000553 | [5 empty] | STANDARD | CR0029 | 2019-10-01 02:04 | 2021-10-11 09:54
steam turbine | CFIHOS-30000556 | lower limit operating outlet pressure | CFIHOS-40000554 | [5 empty] | STANDARD | CR0029 | 2019-10-01 02:04 | 2021-10-11 09:54
steam turbine | CFIHOS-30000556 | lower limit operating outlet steam pressure | CFIHOS-40000217 | [5 empty] | TERMINATED | CR0028 | 2017-02-13 22:35 | 2021-10-11 09:54 | 2021-10-11 09:54
steam turbine | CFIHOS-30000556 | lower limit operating outlet temperature | CFIHOS-40000555 | [5 empty] | STANDARD | CR0029 | 2019-10-01 02:04 | 2021-10-11 09:54
steam turbine | CFIHOS-30000556 | lower limit operating temperature | CFIHOS-40000504 | CEL | FAH |  |  |  | STANDARD | CR0029;CR0032 | 2019-10-01 02:04 | 2021-10-11 09:54
steam turbine | CFIHOS-30000556 | lower limit output power | CFIHOS-40000220 | KWT | K43 |  |  |  | STANDARD | CR0028;CR0032;FR60 | 2017-02-13 22:35 | 2021-10-11 09:54
steam turbine | CFIHOS-30000556 | normal operating cooling water inlet temperature | CFIHOS-40000252 | CEL | FAH |  |  |  | STANDARD | CR0029;CR0032 | 2019-10-01 02:04 | 2021-10-11 09:54
steam turbine | CFIHOS-30000556 | normal operating extraction steam mass flow rate | CFIHOS-40000256 | E93 | 4U |  |  |  | STANDARD | CR0028;CR0032;FR60 | 2017-02-13 22:35 | 2021-10-11 09:54
steam turbine | CFIHOS-30000556 | normal operating extraction steam pressure | CFIHOS-40000257 | KPG | 64 |  |  |  | STANDARD | CR0028;CR0032;FR60 | 2017-02-13 22:35 | 2021-10-11 09:54
steam turbine | CFIHOS-30000556 | normal operating extraction steam temperature | CFIHOS-40000258 | CEL | FAH |  |  |  | STANDARD | CR0028;CR0032;FR60 | 2017-02-13 22:35 | 2021-10-11 09:54
steam turbine | CFIHOS-30000556 | normal operating inlet pressure | CFIHOS-40000511 | BRA | PSA |  |  |  | STANDARD | CR0029;CR0032 | 2019-10-01 02:04 | 2021-10-11 09:54
steam turbine | CFIHOS-30000556 | normal operating inlet steam pressure | CFIHOS-40000285 | KPG | 64 |  |  |  | STANDARD | CR0028;CR0032;FR60 | 2017-02-13 22:35 | 2021-10-11 09:54
steam turbine | CFIHOS-30000556 | normal operating inlet steam temperature | CFIHOS-40000286 | [5 empty] | STANDARD | CR0028;FR60 | 2017-02-13 22:35 | 2021-10-11 09:54
steam turbine | CFIHOS-30000556 | normal operating inlet temperature | CFIHOS-40000272 | CEL | FAH |  |  |  | STANDARD | CR0029;CR0032 | 2019-10-01 02:04 | 2021-10-11 09:54
steam turbine | CFIHOS-30000556 | normal operating outlet pressure | CFIHOS-40000278 | BRA | PSA |  |  |  | STANDARD | CR0029;CR0032 | 2019-10-01 02:04 | 2021-10-11 09:54
steam turbine | CFIHOS-30000556 | normal operating outlet steam pressure | CFIHOS-40000287 | KPG | 64 |  |  |  | STANDARD | CR0028;CR0032;FR60 | 2017-02-13 22:35 | 2021-10-11 09:54
steam turbine | CFIHOS-30000556 | normal operating outlet steam temperature | CFIHOS-40000288 | CEL | FAH |  |  |  | STANDARD | CR0028;CR0032;FR60 | 2017-02-13 22:35 | 2021-10-11 09:54
steam turbine | CFIHOS-30000556 | normal operating outlet temperature | CFIHOS-40000282 | CEL | FAH |  |  |  | STANDARD | CR0029;CR0032 | 2019-10-01 02:04 | 2021-10-11 09:54
steam turbine | CFIHOS-30000556 | normal operating rotational speed | CFIHOS-40000283 | RPM | RPM |  |  |  | STANDARD | CR0028;CR0032;FR60 | 2017-02-13 22:35 | 2021-10-11 09:54
steam turbine | CFIHOS-30000556 | normal output power | CFIHOS-40000292 | KWT | K43 | ISO 14224:2016 |  |  | STANDARD | CR0028;CR0032;FR60 | 2017-02-13 22:35 | 2021-10-11 09:54
steam turbine | CFIHOS-30000556 | number of shafts | CFIHOS-40000307 | H87 | H87 |  |  |  | STANDARD | CR0029;CR0032 | 2019-10-01 02:04 | 2021-10-11 09:54
steam turbine | CFIHOS-30000556 | operation continuous intermittent | CFIHOS-40000309 | [5 empty] | STANDARD | CR0029 | 2019-10-01 02:04 | 2021-10-11 09:54
steam turbine | CFIHOS-30000556 | rated output power for rectifier | CFIHOS-40000327 |  |  | ISO 14224:2016 |  |  | TERMINATED | CR0028 | 2017-02-13 22:35 | 2021-10-11 09:54 | 2021-10-11 09:54
steam turbine | CFIHOS-30000556 | test medium | CFIHOS-40000412 | [5 empty] | STANDARD | CR0029 | 2019-10-01 02:04 | 2021-10-11 09:54
steam turbine | CFIHOS-30000556 | test pressure | CFIHOS-40000532 | BRG | 64 |  |  |  | STANDARD | CR0029;CR0032 | 2019-10-01 02:04 | 2021-10-11 09:54
steam turbine | CFIHOS-30000556 | turbine cycle | CFIHOS-40000445 | [5 empty] | STANDARD | CR0029 | 2019-10-01 02:04 | 2021-10-11 09:54
steam turbine | CFIHOS-30000556 | upper limit cooling water outlet temperature | CFIHOS-40000456 | CEL | FAH |  |  |  | STANDARD | CR0029;CR0032 | 2019-10-01 02:04 | 2021-10-11 09:54
steam turbine | CFIHOS-30000556 | upper limit operating extraction steam mass flow rate | CFIHOS-40000463 | [5 empty] | TERMINATED | CR0028 | 2017-02-13 22:35 | 2021-10-11 09:54 | 2021-10-11 09:54
steam turbine | CFIHOS-30000556 | upper limit operating extraction steam pressure | CFIHOS-40000464 | [5 empty] | TERMINATED | CR0028 | 2017-02-13 22:35 | 2021-10-11 09:54 | 2021-10-11 09:54
steam turbine | CFIHOS-30000556 | upper limit operating extraction steam temperature | CFIHOS-40000465 | [5 empty] | TERMINATED | CR0028 | 2017-02-13 22:35 | 2021-10-11 09:54 | 2021-10-11 09:54
steam turbine | CFIHOS-30000556 | upper limit operating inlet pressure | CFIHOS-40000466 | BRA | PSA |  |  |  | STANDARD | CR0029;CR0032 | 2019-10-01 02:04 | 2021-10-11 09:54
steam turbine | CFIHOS-30000556 | upper limit operating inlet steam pressure | CFIHOS-40000473 | [5 empty] | TERMINATED | CR0028 | 2017-02-13 22:35 | 2021-10-11 09:54 | 2021-10-11 09:54
steam turbine | CFIHOS-30000556 | upper limit operating inlet steam temperature | CFIHOS-40000474 | [5 empty] | TERMINATED | CR0028 | 2017-02-13 22:35 | 2021-10-11 09:54 | 2021-10-11 09:54
steam turbine | CFIHOS-30000556 | upper limit operating inlet temperature | CFIHOS-40000574 | [5 empty] | STANDARD | CR0029 | 2019-10-01 02:04 | 2021-10-11 09:54
steam turbine | CFIHOS-30000556 | upper limit operating outlet pressure | CFIHOS-40000575 | [5 empty] | STANDARD | CR0029 | 2019-10-01 02:04 | 2021-10-11 09:54
steam turbine | CFIHOS-30000556 | upper limit operating outlet steam pressure | CFIHOS-40000475 | [5 empty] | TERMINATED | CR0028 | 2017-02-13 22:35 | 2021-10-11 09:54 | 2021-10-11 09:54
steam turbine | CFIHOS-30000556 | upper limit operating outlet temperature | CFIHOS-40000576 | [5 empty] | STANDARD | CR0029 | 2019-10-01 02:04 | 2021-10-11 09:54
steam turbine | CFIHOS-30000556 | upper limit operating pressure | CFIHOS-40000537 | BRG | 64 |  |  |  | STANDARD | CR0029;CR0032 | 2019-10-01 02:04 | 2021-10-11 09:54
steam turbine | CFIHOS-30000556 | upper limit operating temperature | CFIHOS-40000538 | CEL | FAH |  |  |  | STANDARD | CR0029;CR0032 | 2019-10-01 02:04 | 2021-10-11 09:54
stripper | CFIHOS-30000592 | coil normal operating pressure | CFIHOS-40000042 | BRG | 64 |  |  |  | STANDARD | CR0032 | 2017-02-13 22:35 | 2021-10-11 09:54
stripper | CFIHOS-30000592 | coil normal operating temperature | CFIHOS-40000043 | CEL | FAH |  |  |  | STANDARD | CR0032 | 2017-02-13 22:35 | 2021-10-11 09:54
stripper | CFIHOS-30000592 | external insulation type | CFIHOS-40000114 |  |  | ASME BPVC Section VIII |  |  | STANDARD | V1.2 | 2017-02-13 22:35 | 2021-10-11 09:54
stripper | CFIHOS-30000592 | external upper limit design pressure | CFIHOS-40000119 | BRG | 64 |  |  |  | STANDARD | CR0032 | 2017-02-13 22:35 | 2021-10-11 09:54
stripper | CFIHOS-30000592 | fluid name | CFIHOS-40000132 | [5 empty] | STANDARD | V1.2 | 2017-02-13 22:35 | 2021-10-11 09:54
stripper | CFIHOS-30000592 | internal insulation type | CFIHOS-40000187 | [5 empty] | STANDARD | V1.2 | 2017-02-13 22:35 | 2021-10-11 09:54
stripper | CFIHOS-30000592 | internal upper limit design pressure | CFIHOS-40000192 | BRG | 64 |  |  |  | STANDARD | CR0032 | 2017-02-13 22:35 | 2021-10-11 09:54
stripper | CFIHOS-30000592 | jacket normal operating pressure | CFIHOS-40000196 | BRG | 64 |  |  |  | STANDARD | CR0032 | 2017-02-13 22:35 | 2021-10-11 09:54
stripper | CFIHOS-30000592 | jacket normal operating temperature | CFIHOS-40000197 | CEL | FAH |  |  |  | STANDARD | CR0032 | 2017-02-13 22:35 | 2021-10-11 09:54
stripper | CFIHOS-30000592 | lower limit operating temperature | CFIHOS-40000504 | CEL | FAH |  |  |  | STANDARD | CR0032 | 2017-02-13 22:35 | 2021-10-11 09:54
stripper | CFIHOS-30000592 | minimum design metal temperature | CFIHOS-40000232 | CEL | FAH |  |  |  | STANDARD | CR0032 | 2017-02-13 22:35 | 2021-10-11 09:54
stripper | CFIHOS-30000592 | shell normal external operating pressure | CFIHOS-40000356 | BRG | 64 |  |  |  | STANDARD | CR0032 | 2017-02-13 22:35 | 2021-10-11 09:54
stripper | CFIHOS-30000592 | shell normal internal operating pressure | CFIHOS-40000357 | BRG | 64 |  |  |  | STANDARD | CR0032 | 2017-02-13 22:35 | 2021-10-11 09:54
stripper | CFIHOS-30000592 | shell normal operating temperature | CFIHOS-40000358 | CEL | FAH |  |  |  | STANDARD | CR0032 | 2017-02-13 22:35 | 2021-10-11 09:54
stripper | CFIHOS-30000592 | upper limit design temperature | CFIHOS-40000536 | CEL | FAH |  |  |  | STANDARD | CR0032 | 2017-02-13 22:35 | 2021-10-11 09:54
stripper | CFIHOS-30000592 | upper limit operating temperature | CFIHOS-40000538 | CEL | FAH |  |  |  | STANDARD | CR0032 | 2017-02-13 22:35 | 2021-10-11 09:54
stripper column | CFIHOS-30000869 | bottom section normal operating pressure | CFIHOS-40000026 | BRG | 64 |  |  |  | STANDARD | CR0029;CR0032 | 2019-10-01 02:04 | 2021-10-11 09:54
stripper column | CFIHOS-30000869 | bottom section normal operating temperature | CFIHOS-40000027 | CEL | FAH |  |  |  | STANDARD | CR0029;CR0032 | 2019-10-01 02:04 | 2021-10-11 09:54
stripper column | CFIHOS-30000869 | design specification | CFIHOS-40000487 | [5 empty] | STANDARD | CR0029 | 2019-10-01 02:04 | 2021-10-11 09:54
stripper column | CFIHOS-30000869 | external coating specification | CFIHOS-40000613 | [5 empty] | STANDARD | CR0029 | 2019-10-01 02:04 | 2021-10-11 09:54
stripper column | CFIHOS-30000869 | external insulation type | CFIHOS-40000114 |  |  | ASME BPVC Section VIII |  |  | STANDARD | CR0029;FR60 | 2019-10-01 02:04 | 2021-10-11 09:54
stripper column | CFIHOS-30000869 | fluid name | CFIHOS-40000132 | [5 empty] | STANDARD | CR0029 | 2019-10-01 02:04 | 2021-10-11 09:54
stripper column | CFIHOS-30000869 | insulation code | CFIHOS-40000178 | [5 empty] | STANDARD | CR0029 | 2019-10-01 02:04 | 2021-10-11 09:54
stripper column | CFIHOS-30000869 | intermediate section normal operating pressure | CFIHOS-40000184 | BRG | 64 |  |  |  | STANDARD | CR0029;CR0032 | 2019-10-01 02:04 | 2021-10-11 09:54
stripper column | CFIHOS-30000869 | intermediate section normal operating temperature | CFIHOS-40000185 | CEL | FAH |  |  |  | STANDARD | CR0029;CR0032 | 2019-10-01 02:04 | 2021-10-11 09:54
stripper column | CFIHOS-30000869 | top section normal operating pressure | CFIHOS-40000420 | BRG | 64 |  |  |  | STANDARD | CR0029;CR0032 | 2019-10-01 02:04 | 2021-10-11 09:54
stripper column | CFIHOS-30000869 | top section normal operating temperature | CFIHOS-40000421 | CEL | FAH |  |  |  | STANDARD | CR0029;CR0032 | 2019-10-01 02:04 | 2021-10-11 09:54
stripper column | CFIHOS-30000869 | upper limit design pressure | CFIHOS-40000535 | BRG | 64 |  |  |  | STANDARD | CR0029;CR0032 | 2019-10-01 02:04 | 2021-10-11 09:54
stripper column | CFIHOS-30000869 | upper limit design temperature | CFIHOS-40000536 | CEL | FAH |  |  |  | STANDARD | CR0029;CR0032 | 2019-10-01 02:04 | 2021-10-11 09:54
submersible connector | CFIHOS-30000870 | explosion protection gas group | CFIHOS-40000110 | [5 empty] | STANDARD | CR0029 | 2019-10-01 02:04 | 2021-10-11 09:54
submersible connector | CFIHOS-30000870 | explosion protection temperature class | CFIHOS-40000112 | [5 empty] | STANDARD | CR0029 | 2019-10-01 02:04 | 2021-10-11 09:54
submersible connector | CFIHOS-30000870 | explosion protection zone | CFIHOS-40000113 | [5 empty] | STANDARD | CR0029 | 2019-10-01 02:04 | 2021-10-11 09:54
subsea distribution unit | CFIHOS-30000679 | design specification | CFIHOS-40000487 |  |  | API Std 17F:2017;ISO 14224:2016 |  |  | STANDARD | CR0028 | 2019-05-14 09:39 | 2021-10-11 09:54
subsea distribution unit | CFIHOS-30000679 | insulation code | CFIHOS-40000178 | [5 empty] | STANDARD | CR0028 | 2019-05-14 09:39 | 2021-10-11 09:54
subsea flexible flowline | CFIHOS-30000714 | fluid name | CFIHOS-40000132 | [5 empty] | STANDARD | CR0028 | 2019-05-14 09:39 | 2021-10-11 09:54
subsea flexible flowline | CFIHOS-30000714 | fluid phase | CFIHOS-40000133 | [5 empty] | STANDARD | CR0028 | 2019-05-14 09:39 | 2021-10-11 09:54
subsea flexible flowline | CFIHOS-30000714 | lower limit design temperature | CFIHOS-40000503 | CEL | FAH | API Spec 17J:2014 |  |  | STANDARD | CR0028;CR0032 | 2019-05-14 09:39 | 2021-10-11 09:54
subsea flexible flowline | CFIHOS-30000714 | nominal diameter | CFIHOS-40000509 | MMT | INH |  |  |  | STANDARD | CR0028;CR0032 | 2019-05-14 09:39 | 2021-10-11 09:54
subsea flexible flowline | CFIHOS-30000714 | normal operating pressure | CFIHOS-40000512 | BRG | 64 |  |  |  | STANDARD | CR0028;CR0032 | 2019-05-14 09:39 | 2021-10-11 09:54
subsea flexible flowline | CFIHOS-30000714 | normal operating temperature | CFIHOS-40000514 | CEL | FAH |  |  |  | STANDARD | CR0028;CR0032 | 2019-05-14 09:39 | 2021-10-11 09:54
subsea flexible flowline | CFIHOS-30000714 | pigging requirements | CFIHOS-40000562 |  |  | API Spec 17J:2014;API Spec 17K:2017 |  |  | STANDARD | CR0028 | 2019-05-14 09:39 | 2021-10-11 09:54
subsea flexible flowline | CFIHOS-30000714 | upper limit design pressure | CFIHOS-40000535 | BRG | 64 | API Spec 17J:2014 |  |  | STANDARD | CR0028;CR0032 | 2019-05-14 09:39 | 2021-10-11 09:54
subsea flexible flowline | CFIHOS-30000714 | upper limit design temperature | CFIHOS-40000536 | CEL | FAH | API Spec 17J:2014 |  |  | STANDARD | CR0028;CR0032 | 2019-05-14 09:39 | 2021-10-11 09:54
subsea jumper | CFIHOS-30000718 | fluid name | CFIHOS-40000132 | [5 empty] | STANDARD | CR0028 | 2019-05-14 09:39 | 2021-10-11 09:54
subsea jumper | CFIHOS-30000718 | lower limit design temperature | CFIHOS-40000503 | CEL | FAH | API Spec 17J:2014 |  |  | STANDARD | CR0028;CR0032 | 2019-05-14 09:39 | 2021-10-11 09:54
subsea jumper | CFIHOS-30000718 | upper limit design pressure | CFIHOS-40000535 | BRG | 64 | API Spec 17J:2014 |  |  | STANDARD | CR0028;CR0032 | 2019-05-14 09:39 | 2021-10-11 09:54
subsea jumper | CFIHOS-30000718 | upper limit design temperature | CFIHOS-40000536 | CEL | FAH | API Spec 17J:2014 |  |  | STANDARD | CR0028;CR0032 | 2019-05-14 09:39 | 2021-10-11 09:54
sump | CFIHOS-30000254 | fluid name | CFIHOS-40000132 | [5 empty] | STANDARD | V1.2 | 2017-02-13 22:35 | 2021-10-11 09:54
sump | CFIHOS-30000254 | lower limit operating temperature | CFIHOS-40000504 | CEL | FAH |  |  |  | STANDARD | CR0032 | 2017-02-13 22:35 | 2021-10-11 09:54
sump | CFIHOS-30000254 | normal operating pressure | CFIHOS-40000512 | BRG | 64 |  |  |  | STANDARD | CR0032 | 2017-02-13 22:35 | 2021-10-11 09:54
sump | CFIHOS-30000254 | upper limit operating temperature | CFIHOS-40000538 | CEL | FAH |  |  |  | STANDARD | CR0032 | 2017-02-13 22:35 | 2021-10-11 09:54
surge protection | CFIHOS-30000732 | explosion protection gas group | CFIHOS-40000110 | [5 empty] | STANDARD | CR0028 | 2019-05-14 09:39 | 2021-10-11 09:54
surge protection | CFIHOS-30000732 | explosion protection temperature class | CFIHOS-40000112 | [5 empty] | STANDARD | CR0028 | 2019-05-14 09:39 | 2021-10-11 09:54
surge protection | CFIHOS-30000732 | explosion protection zone | CFIHOS-40000113 | [5 empty] | STANDARD | CR0028 | 2019-05-14 09:39 | 2021-10-11 09:54
swing check valve | CFIHOS-30000873 | design specification | CFIHOS-40000487 |  |  | IEC 60537:1976 Withdrawn;ISO 14224:2016 |  |  | STANDARD | CR0029;FR60 | 2019-10-01 02:04 | 2021-10-11 09:54
swing check valve | CFIHOS-30000873 | failure action | CFIHOS-40000580 | [5 empty] | STANDARD | CR0029 | 2019-10-01 02:04 | 2021-10-11 09:54
swing check valve | CFIHOS-30000873 | fluid name | CFIHOS-40000132 |  |  | IEC 60537:1976 Withdrawn;ISO 14224:2016 |  |  | STANDARD | CR0029;FR60 | 2019-10-01 02:04 | 2021-10-11 09:54
swing check valve | CFIHOS-30000873 | nominal diameter | CFIHOS-40000509 | MMT | INH | ASME B31.3 - 2020;IEC 60537:1976 Withdrawn;ISO 14224:2016 |  |  | STANDARD | CR0029;CR0032;FR60 | 2019-10-01 02:04 | 2021-10-11 09:54
swing check valve | CFIHOS-30000873 | normal operating pressure | CFIHOS-40000512 | BRG | 64 |  |  |  | STANDARD | CR0029;CR0032 | 2019-10-01 02:04 | 2021-10-11 09:54
swing check valve | CFIHOS-30000873 | normal operating temperature | CFIHOS-40000514 | CEL | FAH | IEC 60537:1976 Withdrawn;ISO 14224:2016 |  |  | STANDARD | CR0029;CR0032;FR60 | 2019-10-01 02:04 | 2021-10-11 09:54
swing check valve | CFIHOS-30000873 | piping class | CFIHOS-40000488 | [5 empty] | STANDARD | CR0029 | 2019-10-01 02:04 | 2021-10-11 09:54
switchboard | CFIHOS-30000369 | explosion protection gas group | CFIHOS-40000110 | [5 empty] | STANDARD | CR0028 | 2019-05-14 09:39 | 2021-10-11 09:54
switchboard | CFIHOS-30000369 | explosion protection temperature class | CFIHOS-40000112 | [5 empty] | STANDARD | CR0028 | 2019-05-14 09:39 | 2021-10-11 09:54
switchboard | CFIHOS-30000369 | explosion protection zone | CFIHOS-40000113 | [5 empty] | STANDARD | CR0028 | 2019-05-14 09:39 | 2021-10-11 09:54
switchgear and controlgear | CFIHOS-30000370 | explosion protection gas group | CFIHOS-40000110 | [5 empty] | STANDARD | CR0028 | 2019-05-14 09:39 | 2021-10-11 09:54
switchgear and controlgear | CFIHOS-30000370 | explosion protection temperature class | CFIHOS-40000112 | [5 empty] | STANDARD | CR0028 | 2019-05-14 09:39 | 2021-10-11 09:54
switchgear and controlgear | CFIHOS-30000370 | explosion protection zone | CFIHOS-40000113 | [5 empty] | STANDARD | CR0028 | 2019-05-14 09:39 | 2021-10-11 09:54
switchgear and controlgear | CFIHOS-30000370 | nominal current | CFIHOS-40000241 | AMP | AMP |  |  |  | STANDARD | CR0028;CR0032 | 2019-05-14 09:39 | 2021-10-11 09:54
switchgear and controlgear | CFIHOS-30000370 | operating voltage | CFIHOS-40000603 | [5 empty] | STANDARD | CR0028 | 2019-05-14 09:39 | 2021-10-11 09:54
switchgear and controlgear | CFIHOS-30000370 | rated frequency | CFIHOS-40000522 | HTZ | HTZ |  |  |  | STANDARD | CR0028;CR0032 | 2019-05-14 09:39 | 2021-10-11 09:54
switchgear and controlgear | CFIHOS-30000370 | rated short circuit current | CFIHOS-40000331 | B22 | B22 |  |  |  | STANDARD | CR0028;CR0032 | 2019-05-14 09:39 | 2021-10-11 09:54
switchgear and controlgear | CFIHOS-30000370 | rated voltage | CFIHOS-40000528 | VLT | VLT |  |  |  | STANDARD | CR0032 | 2017-02-13 22:35 | 2021-10-11 09:54
swivel joint | CFIHOS-30000255 | design specification | CFIHOS-40000487 |  |  | API Recommended Practice 8B:2014 |  |  | STANDARD | CR0031;FR60 | 2020-05-05 09:55 | 2021-10-11 09:54
swivel joint | CFIHOS-30000255 | lower limit design temperature | CFIHOS-40000503 |  |  | API Recommended Practice 8B:2014 |  |  | STANDARD | CR0031;FR60 | 2020-05-05 09:55 | 2021-10-11 09:54
swivel joint | CFIHOS-30000255 | nominal diameter | CFIHOS-40000509 |  |  | API Recommended Practice 8B:2014 |  |  | STANDARD | CR0031;FR60 | 2020-05-05 09:55 | 2021-10-11 09:54
swivel joint | CFIHOS-30000255 | upper limit design pressure | CFIHOS-40000535 |  |  | API Recommended Practice 8B:2014 |  |  | STANDARD | CR0031;FR60 | 2020-05-05 09:55 | 2021-10-11 09:54
swivel joint | CFIHOS-30000255 | upper limit design temperature | CFIHOS-40000536 |  |  | API Recommended Practice 8B:2014 |  |  | STANDARD | CR0031;FR60 | 2020-05-05 09:55 | 2021-10-11 09:54
tank | CFIHOS-30000593 | atmospheric | CFIHOS-40000625 | [5 empty] | STANDARD | CR0028 | 2019-05-14 09:39 | 2021-10-11 09:54
tank | CFIHOS-30000593 | design specification | CFIHOS-40000487 | [5 empty] | STANDARD | CR0028 | 2019-05-14 09:39 | 2021-10-11 09:54
tank | CFIHOS-30000593 | diameter | CFIHOS-40000493 | MMT | INH |  |  |  | STANDARD | CR0032 | 2017-02-13 22:35 | 2021-10-11 09:54
tank | CFIHOS-30000593 | external coating specification | CFIHOS-40000613 | [5 empty] | STANDARD | CR0028 | 2019-05-14 09:39 | 2021-10-11 09:54
tank | CFIHOS-30000593 | fluid name | CFIHOS-40000132 | [5 empty] | STANDARD | CR0028 | 2019-05-14 09:39 | 2021-10-11 09:54
tank | CFIHOS-30000593 | height | CFIHOS-40000496 | MMT | INH |  |  |  | STANDARD | CR0032 | 2017-02-13 22:35 | 2021-10-11 09:54
tank | CFIHOS-30000593 | insulation type | CFIHOS-40000179 | [5 empty] | TERMINATED | CR0028 | 2017-02-13 22:35 | 2021-10-11 09:54 | 2021-10-11 09:54
tank | CFIHOS-30000593 | lower limit operating pressure | CFIHOS-40000556 | [5 empty] | STANDARD | CR0028 | 2019-05-14 09:39 | 2021-10-11 09:54
tank | CFIHOS-30000593 | lower limit operating temperature | CFIHOS-40000504 | CEL | FAH |  |  |  | STANDARD | CR0032 | 2017-02-13 22:35 | 2021-10-11 09:54
tank | CFIHOS-30000593 | lower limit wall thickness | CFIHOS-40000221 | [5 empty] | TERMINATED | CR0028 | 2017-02-13 22:35 | 2021-10-11 09:54 | 2021-10-11 09:54
tank | CFIHOS-30000593 | net tank capacity | CFIHOS-40000239 | [5 empty] | TERMINATED | CR0028 | 2017-02-13 22:35 | 2021-10-11 09:54 | 2021-10-11 09:54
tank | CFIHOS-30000593 | nominal tank capacity | CFIHOS-40000248 | MTQ | FTQ |  |  |  | STANDARD | CR0032 | 2017-02-13 22:35 | 2021-10-11 09:54
tank | CFIHOS-30000593 | normal operating pressure | CFIHOS-40000512 | BRG | 64 |  |  |  | STANDARD | CR0032 | 2017-02-13 22:35 | 2021-10-11 09:54
tank | CFIHOS-30000593 | product stored | CFIHOS-40000322 | [5 empty] | TERMINATED | CR0028 | 2017-02-13 22:35 | 2021-10-11 09:54 | 2021-10-11 09:54
tank | CFIHOS-30000593 | sacrificial anodes | CFIHOS-40000340 | [5 empty] | TERMINATED | CR0028 | 2017-02-13 22:35 | 2021-10-11 09:54 | 2021-10-11 09:54
tank | CFIHOS-30000593 | tank roof type | CFIHOS-40000409 | [5 empty] | STANDARD | V1.2 | 2017-02-13 22:35 | 2021-10-11 09:54
tank | CFIHOS-30000593 | tank shape | CFIHOS-40000626 | [5 empty] | STANDARD | CR0028 | 2019-05-14 09:39 | 2021-10-11 09:54
tank | CFIHOS-30000593 | tank usage type | CFIHOS-40000410 | [5 empty] | TERMINATED | CR0028 | 2017-02-13 22:35 | 2021-10-11 09:54 | 2021-10-11 09:54
tank | CFIHOS-30000593 | total tank capacity | CFIHOS-40000423 | [5 empty] | TERMINATED | CR0028 | 2017-02-13 22:35 | 2021-10-11 09:54 | 2021-10-11 09:54
tank | CFIHOS-30000593 | upper limit design pressure | CFIHOS-40000535 | [5 empty] | TERMINATED | CR0028 | 2017-02-13 22:35 | 2021-10-11 09:54 | 2021-10-11 09:54
tank | CFIHOS-30000593 | upper limit design product fill height | CFIHOS-40000458 | [5 empty] | TERMINATED | CR0028 | 2017-02-13 22:35 | 2021-10-11 09:54 | 2021-10-11 09:54
tank | CFIHOS-30000593 | upper limit design product inflow rate | CFIHOS-40000459 | [5 empty] | TERMINATED | CR0028 | 2017-02-13 22:35 | 2021-10-11 09:54 | 2021-10-11 09:54
tank | CFIHOS-30000593 | upper limit design product outflow rate | CFIHOS-40000460 | [5 empty] | TERMINATED | CR0028 | 2017-02-13 22:35 | 2021-10-11 09:54 | 2021-10-11 09:54
tank | CFIHOS-30000593 | upper limit design temperature | CFIHOS-40000536 | CEL | FAH |  |  |  | STANDARD | CR0032 | 2017-02-13 22:35 | 2021-10-11 09:54
tank | CFIHOS-30000593 | upper limit operating pressure | CFIHOS-40000537 | BRG | 64 |  |  |  | STANDARD | CR0028;CR0032 | 2019-05-14 09:39 | 2021-10-11 09:54
tank | CFIHOS-30000593 | upper limit operating temperature | CFIHOS-40000538 | CEL | FAH |  |  |  | STANDARD | CR0032 | 2017-02-13 22:35 | 2021-10-11 09:54
telephone | CFIHOS-30000371 | explosion protection gas group | CFIHOS-40000110 |  |  | IEC 60529:2013 |  |  | STANDARD | V1.2 | 2017-02-13 22:35 | 2021-10-11 09:54
telephone | CFIHOS-30000371 | explosion protection temperature class | CFIHOS-40000112 |  |  | IEC 60529:2013 |  |  | STANDARD | V1.2 | 2017-02-13 22:35 | 2021-10-11 09:54
telephone | CFIHOS-30000371 | explosion protection zone | CFIHOS-40000113 |  |  | IEC 60529:2013 |  |  | STANDARD | V1.2 | 2017-02-13 22:35 | 2021-10-11 09:54
temperature detector | CFIHOS-30000372 | explosion protection gas group | CFIHOS-40000110 |  |  | IEC 60529:2013 |  |  | STANDARD | V1.2 | 2017-02-13 22:35 | 2021-10-11 09:54
temperature detector | CFIHOS-30000372 | explosion protection temperature class | CFIHOS-40000112 |  |  | IEC 60529:2013 |  |  | STANDARD | V1.2 | 2017-02-13 22:35 | 2021-10-11 09:54
temperature detector | CFIHOS-30000372 | explosion protection zone | CFIHOS-40000113 |  |  | IEC 60529:2013 |  |  | STANDARD | V1.2 | 2017-02-13 22:35 | 2021-10-11 09:54
temperature detector | CFIHOS-30000372 | safety integrity level | CFIHOS-40000579 | [5 empty] | STANDARD | CR0028 | 2019-05-14 09:39 | 2021-10-11 09:54
temperature detector | CFIHOS-30000372 | set point high | CFIHOS-40000582 | [5 empty] | STANDARD | CR0028 | 2019-05-14 09:39 | 2021-10-11 09:54
temperature element | CFIHOS-30000674 | explosion protection gas group | CFIHOS-40000110 | [5 empty] | STANDARD | CR0028 | 2019-05-14 09:39 | 2021-10-11 09:54
temperature element | CFIHOS-30000674 | explosion protection temperature class | CFIHOS-40000112 | [5 empty] | STANDARD | CR0028 | 2019-05-14 09:39 | 2021-10-11 09:54
temperature element | CFIHOS-30000674 | explosion protection zone | CFIHOS-40000113 | [5 empty] | STANDARD | CR0028 | 2019-05-14 09:39 | 2021-10-11 09:54
temperature element | CFIHOS-30000674 | fluid name | CFIHOS-40000132 | [5 empty] | STANDARD | CR0028 | 2019-05-14 09:39 | 2021-10-11 09:54
temperature gauge | CFIHOS-30000473 | explosion protection gas group | CFIHOS-40000110 | [5 empty] | STANDARD | CR0028 | 2019-05-14 09:39 | 2021-10-11 09:54
temperature gauge | CFIHOS-30000473 | explosion protection temperature class | CFIHOS-40000112 | [5 empty] | STANDARD | CR0028 | 2019-05-14 09:39 | 2021-10-11 09:54
temperature gauge | CFIHOS-30000473 | explosion protection zone | CFIHOS-40000113 | [5 empty] | STANDARD | CR0028 | 2019-05-14 09:39 | 2021-10-11 09:54
temperature regulator | CFIHOS-30000474 | design specification | CFIHOS-40000487 | [5 empty] | STANDARD | CR0029 | 2019-10-01 02:04 | 2021-10-11 09:54
temperature regulator | CFIHOS-30000474 | explosion protection gas group | CFIHOS-40000110 | [5 empty] | STANDARD | CR0029 | 2019-10-01 02:04 | 2021-10-11 09:54
temperature regulator | CFIHOS-30000474 | explosion protection temperature class | CFIHOS-40000112 | [5 empty] | STANDARD | CR0029 | 2019-10-01 02:04 | 2021-10-11 09:54
temperature regulator | CFIHOS-30000474 | explosion protection zone | CFIHOS-40000113 | [5 empty] | STANDARD | CR0029 | 2019-10-01 02:04 | 2021-10-11 09:54
temperature regulator | CFIHOS-30000474 | failure action | CFIHOS-40000580 |  |  | ISO 14224:2016 |  |  | STANDARD | CR0029;FR60 | 2019-10-01 02:04 | 2021-10-11 09:54
temperature regulator | CFIHOS-30000474 | fluid name | CFIHOS-40000132 |  |  | ASME B31.3 - 2020;ISO 14224:2016 |  |  | STANDARD | CR0029;FR60 | 2019-10-01 02:04 | 2021-10-11 09:54
temperature regulator | CFIHOS-30000474 | full opening valve | CFIHOS-40000584 | [5 empty] | STANDARD | CR0029 | 2019-10-01 02:04 | 2021-10-11 09:54
temperature regulator | CFIHOS-30000474 | nominal diameter | CFIHOS-40000509 | MMT | INH |  |  |  | STANDARD | CR0029;CR0032 | 2019-10-01 02:04 | 2021-10-11 09:54
temperature regulator | CFIHOS-30000474 | normal operating pressure | CFIHOS-40000512 | BRG | 64 | ISO 14224:2016 |  |  | STANDARD | CR0029;CR0032;FR60 | 2019-10-01 02:04 | 2021-10-11 09:54
temperature regulator | CFIHOS-30000474 | normal operating temperature | CFIHOS-40000514 | CEL | FAH | ISO 14224:2016 |  |  | STANDARD | CR0029;CR0032;FR60 | 2019-10-01 02:04 | 2021-10-11 09:54
temperature regulator | CFIHOS-30000474 | piping class | CFIHOS-40000488 |  |  | API Spec 6D:2014 |  |  | STANDARD | CR0029;FR60 | 2019-10-01 02:04 | 2021-10-11 09:54
temperature regulator | CFIHOS-30000474 | safety integrity level | CFIHOS-40000579 |  |  | ANSI/ISA-75.05.01-2019 |  |  | STANDARD | CR0029;FR60 | 2019-10-01 02:04 | 2021-10-11 09:54
temperature switch | CFIHOS-30000475 | explosion protection gas group | CFIHOS-40000110 |  |  | IEC 60529:2013 |  |  | STANDARD | V1.2 | 2017-02-13 22:35 | 2021-10-11 09:54
temperature switch | CFIHOS-30000475 | explosion protection temperature class | CFIHOS-40000112 |  |  | IEC 60529:2013 |  |  | STANDARD | V1.2 | 2017-02-13 22:35 | 2021-10-11 09:54
temperature switch | CFIHOS-30000475 | explosion protection zone | CFIHOS-40000113 |  |  | IEC 60529:2013 |  |  | STANDARD | V1.2 | 2017-02-13 22:35 | 2021-10-11 09:54
temperature switch | CFIHOS-30000475 | safety integrity level | CFIHOS-40000579 | [5 empty] | STANDARD | CR0028 | 2019-05-14 09:39 | 2021-10-11 09:54
temperature transmitter | CFIHOS-30000476 | explosion protection gas group | CFIHOS-40000110 |  |  | IEC 60529:2013 |  |  | STANDARD | V1.2 | 2017-02-13 22:35 | 2021-10-11 09:54
temperature transmitter | CFIHOS-30000476 | explosion protection temperature class | CFIHOS-40000112 |  |  | IEC 60529:2013 |  |  | STANDARD | V1.2 | 2017-02-13 22:35 | 2021-10-11 09:54
temperature transmitter | CFIHOS-30000476 | explosion protection zone | CFIHOS-40000113 |  |  | IEC 60529:2013 |  |  | STANDARD | V1.2 | 2017-02-13 22:35 | 2021-10-11 09:54
temperature transmitter | CFIHOS-30000476 | safety integrity level | CFIHOS-40000579 | [5 empty] | STANDARD | CR0028 | 2019-05-14 09:39 | 2021-10-11 09:54
termination panel | CFIHOS-30000659 | explosion protection gas group | CFIHOS-40000110 | [5 empty] | STANDARD | CR0028 | 2019-05-14 09:39 | 2021-10-11 09:54
termination panel | CFIHOS-30000659 | explosion protection temperature class | CFIHOS-40000112 | [5 empty] | STANDARD | CR0028 | 2019-05-14 09:39 | 2021-10-11 09:54
termination panel | CFIHOS-30000659 | explosion protection zone | CFIHOS-40000113 | [5 empty] | STANDARD | CR0028 | 2019-05-14 09:39 | 2021-10-11 09:54
thermal conductivity analyser | CFIHOS-30000477 | explosion protection gas group | CFIHOS-40000110 |  |  | IEC 60529:2013 |  |  | STANDARD | CR0002;FR60 | 2017-02-13 22:35 | 2021-10-11 09:54
thermal conductivity analyser | CFIHOS-30000477 | explosion protection temperature class | CFIHOS-40000112 |  |  | IEC 60529:2013 |  |  | STANDARD | CR0002;FR60 | 2017-02-13 22:35 | 2021-10-11 09:54
thermal conductivity analyser | CFIHOS-30000477 | explosion protection zone | CFIHOS-40000113 |  |  | IEC 60529:2013 |  |  | STANDARD | CR0002;FR60 | 2017-02-13 22:35 | 2021-10-11 09:54
thermal flow element | CFIHOS-30000259 | explosion protection gas group | CFIHOS-40000110 |  |  | IEC 60529:2013 |  |  | STANDARD | CR0002;FR60 | 2017-02-13 22:35 | 2021-10-11 09:54
thermal flow element | CFIHOS-30000259 | explosion protection temperature class | CFIHOS-40000112 |  |  | IEC 60529:2013 |  |  | STANDARD | CR0002;FR60 | 2017-02-13 22:35 | 2021-10-11 09:54
thermal flow element | CFIHOS-30000259 | explosion protection zone | CFIHOS-40000113 |  |  | IEC 60529:2013 |  |  | STANDARD | CR0002;FR60 | 2017-02-13 22:35 | 2021-10-11 09:54
thermal flow element | CFIHOS-30000259 | fluid name | CFIHOS-40000132 | [5 empty] | STANDARD | CR0029 | 2019-10-01 02:04 | 2021-10-11 09:54
thermal flow transmitter | CFIHOS-30000260 | explosion protection gas group | CFIHOS-40000110 |  |  | IEC 60529:2013 |  |  | STANDARD | CR0014;FR60 | 2017-02-13 22:35 | 2021-10-11 09:54
thermal flow transmitter | CFIHOS-30000260 | explosion protection temperature class | CFIHOS-40000112 |  |  | IEC 60529:2013 |  |  | STANDARD | CR0014;FR60 | 2017-02-13 22:35 | 2021-10-11 09:54
thermal flow transmitter | CFIHOS-30000260 | explosion protection zone | CFIHOS-40000113 |  |  | IEC 60529:2013 |  |  | STANDARD | CR0014;FR60 | 2017-02-13 22:35 | 2021-10-11 09:54
thermal flow transmitter | CFIHOS-30000260 | safety integrity level | CFIHOS-40000579 | [5 empty] | STANDARD | CR0029 | 2019-10-01 02:04 | 2021-10-11 09:54
thermocouple | CFIHOS-30000478 | explosion protection gas group | CFIHOS-40000110 |  |  | IEC 60529:2013 |  |  | STANDARD | CR0028;FR60 | 2017-02-13 22:35 | 2021-10-11 09:54
thermocouple | CFIHOS-30000478 | explosion protection temperature class | CFIHOS-40000112 |  |  | IEC 60529:2013 |  |  | STANDARD | CR0028;FR60 | 2017-02-13 22:35 | 2021-10-11 09:54
thermocouple | CFIHOS-30000478 | explosion protection zone | CFIHOS-40000113 |  |  | IEC 60529:2013 |  |  | STANDARD | CR0028;FR60 | 2017-02-13 22:35 | 2021-10-11 09:54
thermocouple | CFIHOS-30000478 | fluid name | CFIHOS-40000132 | [5 empty] | STANDARD | CR0029 | 2019-10-01 02:04 | 2021-10-11 09:54
thermostatic switch | CFIHOS-30000373 | explosion protection gas group | CFIHOS-40000110 |  |  | IEC 60529:2013 |  |  | STANDARD | V1.2 | 2017-02-13 22:35 | 2021-10-11 09:54
thermostatic switch | CFIHOS-30000373 | explosion protection temperature class | CFIHOS-40000112 |  |  | IEC 60529:2013 |  |  | STANDARD | V1.2 | 2017-02-13 22:35 | 2021-10-11 09:54
thermostatic switch | CFIHOS-30000373 | explosion protection zone | CFIHOS-40000113 |  |  | IEC 60529:2013 |  |  | STANDARD | V1.2 | 2017-02-13 22:35 | 2021-10-11 09:54
timer | CFIHOS-30000480 | explosion protection gas group | CFIHOS-40000110 | [5 empty] | STANDARD | CR0028 | 2019-05-14 09:39 | 2021-10-11 09:54
timer | CFIHOS-30000480 | explosion protection temperature class | CFIHOS-40000112 | [5 empty] | STANDARD | CR0028 | 2019-05-14 09:39 | 2021-10-11 09:54
timer | CFIHOS-30000480 | explosion protection zone | CFIHOS-40000113 | [5 empty] | STANDARD | CR0028 | 2019-05-14 09:39 | 2021-10-11 09:54
top drive drilling system | CFIHOS-30000928 | normal volume flow rate | CFIHOS-40000293 |  |  | API Recommended Practice 8B:2014 |  |  | STANDARD | CR0031;FR60 | 2020-05-05 09:55 | 2021-10-11 09:54
torque converter | CFIHOS-30000557 | explosion protection gas group | CFIHOS-40000110 | [5 empty] | TERMINATED | CR0028 | 2017-02-13 22:35 | 2021-10-11 09:54 | 2021-10-11 09:54
torque converter | CFIHOS-30000557 | explosion protection temperature class | CFIHOS-40000112 | [5 empty] | TERMINATED | CR0028 | 2017-02-13 22:35 | 2021-10-11 09:54 | 2021-10-11 09:54
torque converter | CFIHOS-30000557 | explosion protection zone | CFIHOS-40000113 | [5 empty] | TERMINATED | CR0028 | 2017-02-13 22:35 | 2021-10-11 09:54 | 2021-10-11 09:54
transformer | CFIHOS-30000362 | explosion protection gas group | CFIHOS-40000110 |  |  | IEC 60529:2013 |  |  | STANDARD | CR0012 | 2017-02-13 22:35 | 2021-10-11 09:54
transformer | CFIHOS-30000362 | explosion protection temperature class | CFIHOS-40000112 |  |  | IEC 60529:2013 |  |  | STANDARD | CR0012 | 2017-02-13 22:35 | 2021-10-11 09:54
transformer | CFIHOS-30000362 | explosion protection zone | CFIHOS-40000113 |  |  | IEC 60529:2013 |  |  | STANDARD | CR0012 | 2017-02-13 22:35 | 2021-10-11 09:54
transformer | CFIHOS-30000362 | insulation class | CFIHOS-40000177 | [5 empty] | STANDARD | CR0012 | 2017-02-13 22:35 | 2021-10-11 09:54
transformer | CFIHOS-30000362 | rated primary winding voltage | CFIHOS-40000525 | VLT | VLT | ISO 14224:2016 |  |  | STANDARD | CR0028;CR0032 | 2019-05-14 09:39 | 2021-10-11 09:54
transformer | CFIHOS-30000362 | rated secondary winding voltage | CFIHOS-40000526 | VLT | VLT | ISO 14224:2016 |  |  | STANDARD | CR0028;CR0032 | 2019-05-14 09:39 | 2021-10-11 09:54
trip amplifier | CFIHOS-30000375 | explosion protection gas group | CFIHOS-40000110 |  |  | IEC 60529:2013 |  |  | STANDARD | V1.2 | 2017-02-13 22:35 | 2021-10-11 09:54
trip amplifier | CFIHOS-30000375 | explosion protection temperature class | CFIHOS-40000112 |  |  | IEC 60529:2013 |  |  | STANDARD | V1.2 | 2017-02-13 22:35 | 2021-10-11 09:54
trip amplifier | CFIHOS-30000375 | explosion protection zone | CFIHOS-40000113 |  |  | IEC 60529:2013 |  |  | STANDARD | V1.2 | 2017-02-13 22:35 | 2021-10-11 09:54
trolley | CFIHOS-30000604 | design specification | CFIHOS-40000487 |  |  | API Recommended Practice 8B:2014 |  |  | STANDARD | CR0031;FR60 | 2020-05-05 09:55 | 2021-10-11 09:54
trolley | CFIHOS-30000604 | lower limit design temperature | CFIHOS-40000503 |  |  | API Recommended Practice 8B:2014 |  |  | STANDARD | CR0031;FR60 | 2020-05-05 09:55 | 2021-10-11 09:54
trolley | CFIHOS-30000604 | upper limit design temperature | CFIHOS-40000536 |  |  | API Recommended Practice 8B:2014 |  |  | STANDARD | CR0031;FR60 | 2020-05-05 09:55 | 2021-10-11 09:54
turbine | CFIHOS-30000685 | design specification | CFIHOS-40000487 | [5 empty] | STANDARD | CR0028 | 2019-05-14 09:39 | 2021-10-11 09:54
turbine | CFIHOS-30000685 | direction of rotation | CFIHOS-40000075 | [5 empty] | STANDARD | CR0028 | 2019-05-14 09:39 | 2021-10-11 09:54
turbine | CFIHOS-30000685 | driven unit normal operating shaft power | CFIHOS-40000085 | KWT | K43 |  |  |  | STANDARD | CR0028;CR0032 | 2019-05-14 09:39 | 2021-10-11 09:54
turbine | CFIHOS-30000685 | driven unit normal speed | CFIHOS-40000086 | RPM | RPM |  |  |  | STANDARD | CR0028;CR0032 | 2019-05-14 09:39 | 2021-10-11 09:54
turbine | CFIHOS-30000685 | explosion protection gas group | CFIHOS-40000110 | [5 empty] | STANDARD | CR0028 | 2019-05-14 09:39 | 2021-10-11 09:54
turbine | CFIHOS-30000685 | explosion protection temperature class | CFIHOS-40000112 | [5 empty] | STANDARD | CR0028 | 2019-05-14 09:39 | 2021-10-11 09:54
turbine | CFIHOS-30000685 | explosion protection zone | CFIHOS-40000113 | [5 empty] | STANDARD | CR0028 | 2019-05-14 09:39 | 2021-10-11 09:54
turbine | CFIHOS-30000685 | fuel type | CFIHOS-40000135 | [5 empty] | STANDARD | CR0028 | 2019-05-14 09:39 | 2021-10-11 09:54
turbine | CFIHOS-30000685 | insulation class | CFIHOS-40000177 | [5 empty] | STANDARD | CR0028 | 2019-05-14 09:39 | 2021-10-11 09:54
turbine | CFIHOS-30000685 | lower limit operating inlet pressure | CFIHOS-40000552 | [5 empty] | STANDARD | CR0028 | 2019-05-14 09:39 | 2021-10-11 09:54
turbine | CFIHOS-30000685 | lower limit operating inlet temperature | CFIHOS-40000553 | [5 empty] | STANDARD | CR0028 | 2019-05-14 09:39 | 2021-10-11 09:54
turbine | CFIHOS-30000685 | lower limit operating outlet pressure | CFIHOS-40000554 | [5 empty] | STANDARD | CR0028 | 2019-05-14 09:39 | 2021-10-11 09:54
turbine | CFIHOS-30000685 | lower limit operating outlet temperature | CFIHOS-40000555 | [5 empty] | STANDARD | CR0028 | 2019-05-14 09:39 | 2021-10-11 09:54
turbine | CFIHOS-30000685 | lower limit operating temperature | CFIHOS-40000504 | CEL | FAH |  |  |  | STANDARD | CR0028;CR0032 | 2019-05-14 09:39 | 2021-10-11 09:54
turbine | CFIHOS-30000685 | lower limit output power | CFIHOS-40000220 | KWT | K43 | API Std 616:2011 |  |  | STANDARD | CR0028;CR0032 | 2019-05-14 09:39 | 2021-10-11 09:54
turbine | CFIHOS-30000685 | normal operating cooling water inlet temperature | CFIHOS-40000252 | CEL | FAH |  |  |  | STANDARD | CR0028;CR0032 | 2019-05-14 09:39 | 2021-10-11 09:54
turbine | CFIHOS-30000685 | normal operating extraction steam mass flow rate | CFIHOS-40000256 | E93 | 4U |  |  |  | STANDARD | CR0028;CR0032 | 2019-05-14 09:39 | 2021-10-11 09:54
turbine | CFIHOS-30000685 | normal operating extraction steam pressure | CFIHOS-40000257 | KPG | 64 |  |  |  | STANDARD | CR0028;CR0032 | 2019-05-14 09:39 | 2021-10-11 09:54
turbine | CFIHOS-30000685 | normal operating extraction steam temperature | CFIHOS-40000258 | CEL | FAH |  |  |  | STANDARD | CR0028;CR0032 | 2019-05-14 09:39 | 2021-10-11 09:54
turbine | CFIHOS-30000685 | normal operating inlet pressure | CFIHOS-40000511 | BRA | PSA |  |  |  | STANDARD | CR0028;CR0032 | 2019-05-14 09:39 | 2021-10-11 09:54
turbine | CFIHOS-30000685 | normal operating inlet steam pressure | CFIHOS-40000285 | KPG | 64 |  |  |  | STANDARD | CR0028;CR0032 | 2019-05-14 09:39 | 2021-10-11 09:54
turbine | CFIHOS-30000685 | normal operating inlet steam temperature | CFIHOS-40000286 | [5 empty] | STANDARD | CR0028 | 2019-05-14 09:39 | 2021-10-11 09:54
turbine | CFIHOS-30000685 | normal operating inlet temperature | CFIHOS-40000272 | CEL | FAH |  |  |  | STANDARD | CR0028;CR0032 | 2019-05-14 09:39 | 2021-10-11 09:54
turbine | CFIHOS-30000685 | normal operating outlet pressure | CFIHOS-40000278 | BRA | PSA |  |  |  | STANDARD | CR0028;CR0032 | 2019-05-14 09:39 | 2021-10-11 09:54
turbine | CFIHOS-30000685 | normal operating outlet steam pressure | CFIHOS-40000287 | KPG | 64 |  |  |  | STANDARD | CR0028;CR0032 | 2019-05-14 09:39 | 2021-10-11 09:54
turbine | CFIHOS-30000685 | normal operating outlet steam temperature | CFIHOS-40000288 | CEL | FAH |  |  |  | STANDARD | CR0028;CR0032 | 2019-05-14 09:39 | 2021-10-11 09:54
turbine | CFIHOS-30000685 | normal operating outlet temperature | CFIHOS-40000282 | CEL | FAH |  |  |  | STANDARD | CR0028;CR0032 | 2019-05-14 09:39 | 2021-10-11 09:54
turbine | CFIHOS-30000685 | normal operating rotational speed | CFIHOS-40000283 | RPM | RPM | API Std 616:2011 |  |  | STANDARD | CR0028;CR0032 | 2019-05-14 09:39 | 2021-10-11 09:54
turbine | CFIHOS-30000685 | normal output power | CFIHOS-40000292 | KWT | K43 | API Std 616:2011 |  |  | STANDARD | CR0028;CR0032 | 2019-05-14 09:39 | 2021-10-11 09:54
turbine | CFIHOS-30000685 | number of shafts | CFIHOS-40000307 | H87 | H87 |  |  |  | STANDARD | CR0028;CR0032 | 2019-05-14 09:39 | 2021-10-11 09:54
turbine | CFIHOS-30000685 | operation continuous intermittent | CFIHOS-40000309 | [5 empty] | STANDARD | CR0028 | 2019-05-14 09:39 | 2021-10-11 09:54
turbine | CFIHOS-30000685 | test medium | CFIHOS-40000412 | [5 empty] | STANDARD | CR0028 | 2019-05-14 09:39 | 2021-10-11 09:54
turbine | CFIHOS-30000685 | test pressure | CFIHOS-40000532 | BRG | 64 |  |  |  | STANDARD | CR0028;CR0032 | 2019-05-14 09:39 | 2021-10-11 09:54
turbine | CFIHOS-30000685 | turbine cycle | CFIHOS-40000445 | [5 empty] | STANDARD | CR0028 | 2019-05-14 09:39 | 2021-10-11 09:54
turbine | CFIHOS-30000685 | upper limit cooling water outlet temperature | CFIHOS-40000456 | CEL | FAH |  |  |  | STANDARD | CR0028;CR0032 | 2019-05-14 09:39 | 2021-10-11 09:54
turbine | CFIHOS-30000685 | upper limit operating inlet pressure | CFIHOS-40000466 | BRA | PSA |  |  |  | STANDARD | CR0028;CR0032 | 2019-05-14 09:39 | 2021-10-11 09:54
turbine | CFIHOS-30000685 | upper limit operating inlet temperature | CFIHOS-40000574 | [5 empty] | STANDARD | CR0028 | 2019-05-14 09:39 | 2021-10-11 09:54
turbine | CFIHOS-30000685 | upper limit operating outlet pressure | CFIHOS-40000575 | [5 empty] | STANDARD | CR0028 | 2019-05-14 09:39 | 2021-10-11 09:54
turbine | CFIHOS-30000685 | upper limit operating outlet temperature | CFIHOS-40000576 | [5 empty] | STANDARD | CR0028 | 2019-05-14 09:39 | 2021-10-11 09:54
turbine | CFIHOS-30000685 | upper limit operating pressure | CFIHOS-40000537 | BRG | 64 |  |  |  | STANDARD | CR0028;CR0032 | 2019-05-14 09:39 | 2021-10-11 09:54
turbine | CFIHOS-30000685 | upper limit operating temperature | CFIHOS-40000538 | CEL | FAH |  |  |  | STANDARD | CR0028;CR0032 | 2019-05-14 09:39 | 2021-10-11 09:54
turbine flow transmitter | CFIHOS-30000264 | explosion protection gas group | CFIHOS-40000110 |  |  | IEC 60529:2013 |  |  | STANDARD | CR0014;FR60 | 2017-02-13 22:35 | 2021-10-11 09:54
turbine flow transmitter | CFIHOS-30000264 | explosion protection temperature class | CFIHOS-40000112 |  |  | IEC 60529:2013 |  |  | STANDARD | CR0014;FR60 | 2017-02-13 22:35 | 2021-10-11 09:54
turbine flow transmitter | CFIHOS-30000264 | explosion protection zone | CFIHOS-40000113 |  |  | IEC 60529:2013 |  |  | STANDARD | CR0014;FR60 | 2017-02-13 22:35 | 2021-10-11 09:54
turbine flow transmitter | CFIHOS-30000264 | safety integrity level | CFIHOS-40000579 | [5 empty] | STANDARD | CR0029 | 2019-10-01 02:04 | 2021-10-11 09:54
turbo expander | CFIHOS-30000558 | design specification | CFIHOS-40000487 | [5 empty] | STANDARD | CR0028 | 2019-05-14 09:39 | 2021-10-11 09:54
turbo expander | CFIHOS-30000558 | lower limit operating inlet pressure | CFIHOS-40000552 | [5 empty] | STANDARD | CR0028 | 2019-05-14 09:39 | 2021-10-11 09:54
turbo expander | CFIHOS-30000558 | lower limit operating inlet temperature | CFIHOS-40000553 | [5 empty] | STANDARD | CR0028 | 2019-05-14 09:39 | 2021-10-11 09:54
turbo expander | CFIHOS-30000558 | lower limit operating outlet pressure | CFIHOS-40000554 | [5 empty] | STANDARD | CR0028 | 2019-05-14 09:39 | 2021-10-11 09:54
turbo expander | CFIHOS-30000558 | lower limit operating outlet temperature | CFIHOS-40000555 | [5 empty] | STANDARD | CR0028 | 2019-05-14 09:39 | 2021-10-11 09:54
turbo expander | CFIHOS-30000558 | lower limit output power | CFIHOS-40000220 | KWT | K43 |  |  |  | STANDARD | CR0028;CR0032 | 2019-05-14 09:39 | 2021-10-11 09:54
turbo expander | CFIHOS-30000558 | normal operating inlet pressure | CFIHOS-40000511 | BRA | PSA |  |  |  | STANDARD | CR0028;CR0032 | 2019-05-14 09:39 | 2021-10-11 09:54
turbo expander | CFIHOS-30000558 | normal operating inlet temperature | CFIHOS-40000272 | CEL | FAH |  |  |  | STANDARD | CR0028;CR0032 | 2019-05-14 09:39 | 2021-10-11 09:54
turbo expander | CFIHOS-30000558 | normal operating outlet pressure | CFIHOS-40000278 | BRA | PSA |  |  |  | STANDARD | CR0028;CR0032 | 2019-05-14 09:39 | 2021-10-11 09:54
turbo expander | CFIHOS-30000558 | normal operating outlet temperature | CFIHOS-40000282 | CEL | FAH |  |  |  | STANDARD | CR0028;CR0032 | 2019-05-14 09:39 | 2021-10-11 09:54
turbo expander | CFIHOS-30000558 | normal output power | CFIHOS-40000292 | KWT | K43 |  |  |  | STANDARD | CR0028;CR0032 | 2019-05-14 09:39 | 2021-10-11 09:54
turbo expander | CFIHOS-30000558 | test medium | CFIHOS-40000412 | [5 empty] | STANDARD | CR0028 | 2019-05-14 09:39 | 2021-10-11 09:54
turbo expander | CFIHOS-30000558 | upper limit operating inlet pressure | CFIHOS-40000466 | BRA | PSA |  |  |  | STANDARD | CR0028;CR0032 | 2019-05-14 09:39 | 2021-10-11 09:54
turbo expander | CFIHOS-30000558 | upper limit operating inlet temperature | CFIHOS-40000574 | [5 empty] | STANDARD | CR0028 | 2019-05-14 09:39 | 2021-10-11 09:54
turbo expander | CFIHOS-30000558 | upper limit operating outlet pressure | CFIHOS-40000575 | [5 empty] | STANDARD | CR0028 | 2019-05-14 09:39 | 2021-10-11 09:54
turbo expander | CFIHOS-30000558 | upper limit operating outlet temperature | CFIHOS-40000576 | [5 empty] | STANDARD | CR0028 | 2019-05-14 09:39 | 2021-10-11 09:54
ultrasonic flow meter | CFIHOS-30000483 | explosion protection gas group | CFIHOS-40000110 |  |  | IEC 60529:2013 |  |  | TERMINATED | CR0002 | 2017-02-13 22:35 | 2021-10-11 09:54 | 2021-10-11 09:54
ultrasonic flow meter | CFIHOS-30000483 | explosion protection temperature class | CFIHOS-40000112 |  |  | IEC 60529:2013 |  |  | TERMINATED | CR0002 | 2017-02-13 22:35 | 2021-10-11 09:54 | 2021-10-11 09:54
ultrasonic flow meter | CFIHOS-30000483 | explosion protection zone | CFIHOS-40000113 |  |  | IEC 60529:2013 |  |  | TERMINATED | CR0002 | 2017-02-13 22:35 | 2021-10-11 09:54 | 2021-10-11 09:54
ultrasonic flow transmitter | CFIHOS-30000265 | explosion protection gas group | CFIHOS-40000110 |  |  | IEC 60529:2013 |  |  | STANDARD | CR0014;FR60 | 2017-02-13 22:35 | 2021-10-11 09:54
ultrasonic flow transmitter | CFIHOS-30000265 | explosion protection temperature class | CFIHOS-40000112 |  |  | IEC 60529:2013 |  |  | STANDARD | CR0014;FR60 | 2017-02-13 22:35 | 2021-10-11 09:54
ultrasonic flow transmitter | CFIHOS-30000265 | explosion protection zone | CFIHOS-40000113 |  |  | IEC 60529:2013 |  |  | STANDARD | CR0014;FR60 | 2017-02-13 22:35 | 2021-10-11 09:54
ultrasonic flow transmitter | CFIHOS-30000265 | safety integrity level | CFIHOS-40000579 | [5 empty] | STANDARD | CR0029 | 2019-10-01 02:04 | 2021-10-11 09:54
ultrasonic level element | CFIHOS-30000266 | explosion protection gas group | CFIHOS-40000110 |  |  | IEC 60529:2013 |  |  | STANDARD | CR0002;FR60 | 2017-02-13 22:35 | 2021-10-11 09:54
ultrasonic level element | CFIHOS-30000266 | explosion protection temperature class | CFIHOS-40000112 |  |  | IEC 60529:2013 |  |  | STANDARD | CR0002;FR60 | 2017-02-13 22:35 | 2021-10-11 09:54
ultrasonic level element | CFIHOS-30000266 | explosion protection zone | CFIHOS-40000113 |  |  | IEC 60529:2013 |  |  | STANDARD | CR0002;FR60 | 2017-02-13 22:35 | 2021-10-11 09:54
ultrasonic level element | CFIHOS-30000266 | fluid name | CFIHOS-40000132 | [5 empty] | STANDARD | CR0029 | 2019-10-01 02:04 | 2021-10-11 09:54
ultrasonic level transmitter | CFIHOS-30000484 | explosion protection gas group | CFIHOS-40000110 |  |  | IEC 60529:2013 |  |  | STANDARD | CR0014;FR60 | 2017-02-13 22:35 | 2021-10-11 09:54
ultrasonic level transmitter | CFIHOS-30000484 | explosion protection temperature class | CFIHOS-40000112 |  |  | IEC 60529:2013 |  |  | STANDARD | CR0014;FR60 | 2017-02-13 22:35 | 2021-10-11 09:54
ultrasonic level transmitter | CFIHOS-30000484 | explosion protection zone | CFIHOS-40000113 |  |  | IEC 60529:2013 |  |  | STANDARD | CR0014;FR60 | 2017-02-13 22:35 | 2021-10-11 09:54
ultrasonic level transmitter | CFIHOS-30000484 | safety integrity level | CFIHOS-40000579 | [5 empty] | STANDARD | CR0029 | 2019-10-01 02:04 | 2021-10-11 09:54
ups unit | CFIHOS-30000376 | autonomy time | CFIHOS-40000012 | HUR | HUR |  |  |  | STANDARD | CR0032 | 2017-02-13 22:35 | 2021-10-11 09:54
ups unit | CFIHOS-30000376 | explosion protection gas group | CFIHOS-40000110 | [5 empty] | STANDARD | CR0028 | 2019-05-14 09:39 | 2021-10-11 09:54
ups unit | CFIHOS-30000376 | explosion protection temperature class | CFIHOS-40000112 | [5 empty] | STANDARD | CR0028 | 2019-05-14 09:39 | 2021-10-11 09:54
ups unit | CFIHOS-30000376 | explosion protection zone | CFIHOS-40000113 | [5 empty] | STANDARD | CR0028 | 2019-05-14 09:39 | 2021-10-11 09:54
ups unit | CFIHOS-30000376 | rated input frequency | CFIHOS-40000605 | [5 empty] | STANDARD | CR0028 | 2019-05-14 09:39 | 2021-10-11 09:54
ups unit | CFIHOS-30000376 | rated input voltage | CFIHOS-40000604 | [5 empty] | STANDARD | CR0028 | 2019-05-14 09:39 | 2021-10-11 09:54
ups unit | CFIHOS-30000376 | rated output apparent power | CFIHOS-40000325 | KVA | KVA | ISO 14224:2016 |  |  | STANDARD | CR0032 | 2017-02-13 22:35 | 2021-10-11 09:54
ups unit | CFIHOS-30000376 | rated output frequency | CFIHOS-40000326 | HTZ | HTZ |  |  |  | STANDARD | CR0028;CR0032 | 2019-05-14 09:39 | 2021-10-11 09:54
ups unit | CFIHOS-30000376 | rated output voltage | CFIHOS-40000328 | VLT | VLT |  |  |  | STANDARD | CR0028;CR0032 | 2019-05-14 09:39 | 2021-10-11 09:54
ups unit | CFIHOS-30000376 | rated power factor (lagging) | CFIHOS-40000329 | [5 empty] | STANDARD | CR0028 | 2019-05-14 09:39 | 2021-10-11 09:54
ups unit | CFIHOS-30000376 | rated short circuit current | CFIHOS-40000331 | B22 | B22 |  |  |  | STANDARD | CR0032 | 2017-02-13 22:35 | 2021-10-11 09:54
vacuum circuit-breaker | CFIHOS-30000874 | breaking capacity | CFIHOS-40000029 | AMP | AMP |  |  |  | STANDARD | CR0029;CR0032 | 2019-10-01 02:04 | 2021-10-11 09:54
vacuum circuit-breaker | CFIHOS-30000874 | explosion protection gas group | CFIHOS-40000110 | [5 empty] | STANDARD | CR0029 | 2019-10-01 02:04 | 2021-10-11 09:54
vacuum circuit-breaker | CFIHOS-30000874 | explosion protection temperature class | CFIHOS-40000112 | [5 empty] | STANDARD | CR0029 | 2019-10-01 02:04 | 2021-10-11 09:54
vacuum circuit-breaker | CFIHOS-30000874 | explosion protection zone | CFIHOS-40000113 | [5 empty] | STANDARD | CR0029 | 2019-10-01 02:04 | 2021-10-11 09:54
vacuum circuit-breaker | CFIHOS-30000874 | nominal current | CFIHOS-40000241 | AMP | AMP |  |  |  | STANDARD | CR0029;CR0032 | 2019-10-01 02:04 | 2021-10-11 09:54
vacuum circuit-breaker | CFIHOS-30000874 | number of electrical phases | CFIHOS-40000302 | [5 empty] | STANDARD | CR0029 | 2019-10-01 02:04 | 2021-10-11 09:54
vacuum circuit-breaker | CFIHOS-30000874 | operating voltage | CFIHOS-40000603 | [5 empty] | STANDARD | CR0029 | 2019-10-01 02:04 | 2021-10-11 09:54
vacuum circuit-breaker | CFIHOS-30000874 | rated current | CFIHOS-40000521 | AMP | AMP |  |  |  | STANDARD | CR0029;CR0032 | 2019-10-01 02:04 | 2021-10-11 09:54
vacuum circuit-breaker | CFIHOS-30000874 | rated frequency | CFIHOS-40000522 | HTZ | HTZ |  |  |  | STANDARD | CR0029;CR0032 | 2019-10-01 02:04 | 2021-10-11 09:54
vacuum circuit-breaker | CFIHOS-30000874 | rated short circuit current | CFIHOS-40000331 | B22 | B22 |  |  |  | STANDARD | CR0029;CR0032 | 2019-10-01 02:04 | 2021-10-11 09:54
vacuum circuit-breaker | CFIHOS-30000874 | rated voltage | CFIHOS-40000528 | VLT | VLT |  |  |  | STANDARD | CR0029;CR0032 | 2019-10-01 02:04 | 2021-10-11 09:54
vacuum column | CFIHOS-30000875 | bottom section normal operating pressure | CFIHOS-40000026 | BRG | 64 |  |  |  | STANDARD | CR0029;CR0032 | 2019-10-01 02:04 | 2021-10-11 09:54
vacuum column | CFIHOS-30000875 | bottom section normal operating temperature | CFIHOS-40000027 | CEL | FAH |  |  |  | STANDARD | CR0029;CR0032 | 2019-10-01 02:04 | 2021-10-11 09:54
vacuum column | CFIHOS-30000875 | design specification | CFIHOS-40000487 | [5 empty] | STANDARD | CR0029 | 2019-10-01 02:04 | 2021-10-11 09:54
vacuum column | CFIHOS-30000875 | external coating specification | CFIHOS-40000613 | [5 empty] | STANDARD | CR0029 | 2019-10-01 02:04 | 2021-10-11 09:54
vacuum column | CFIHOS-30000875 | external insulation type | CFIHOS-40000114 |  |  | ASME BPVC Section VIII |  |  | STANDARD | CR0029;FR60 | 2019-10-01 02:04 | 2021-10-11 09:54
vacuum column | CFIHOS-30000875 | fluid name | CFIHOS-40000132 | [5 empty] | STANDARD | CR0029 | 2019-10-01 02:04 | 2021-10-11 09:54
vacuum column | CFIHOS-30000875 | insulation code | CFIHOS-40000178 | [5 empty] | STANDARD | CR0029 | 2019-10-01 02:04 | 2021-10-11 09:54
vacuum column | CFIHOS-30000875 | intermediate section normal operating pressure | CFIHOS-40000184 | BRG | 64 |  |  |  | STANDARD | CR0029;CR0032 | 2019-10-01 02:04 | 2021-10-11 09:54
vacuum column | CFIHOS-30000875 | intermediate section normal operating temperature | CFIHOS-40000185 | CEL | FAH |  |  |  | STANDARD | CR0029;CR0032 | 2019-10-01 02:04 | 2021-10-11 09:54
vacuum column | CFIHOS-30000875 | top section normal operating pressure | CFIHOS-40000420 | BRG | 64 |  |  |  | STANDARD | CR0029;CR0032 | 2019-10-01 02:04 | 2021-10-11 09:54
vacuum column | CFIHOS-30000875 | top section normal operating temperature | CFIHOS-40000421 | CEL | FAH |  |  |  | STANDARD | CR0029;CR0032 | 2019-10-01 02:04 | 2021-10-11 09:54
vacuum column | CFIHOS-30000875 | upper limit design pressure | CFIHOS-40000535 | BRG | 64 |  |  |  | STANDARD | CR0029;CR0032 | 2019-10-01 02:04 | 2021-10-11 09:54
vacuum column | CFIHOS-30000875 | upper limit design temperature | CFIHOS-40000536 | CEL | FAH |  |  |  | STANDARD | CR0029;CR0032 | 2019-10-01 02:04 | 2021-10-11 09:54
vacuum relief valve | CFIHOS-30000634 | design specification | CFIHOS-40000487 | [5 empty] | STANDARD | CR0028 | 2019-05-14 09:39 | 2021-10-11 09:54
vacuum relief valve | CFIHOS-30000634 | fluid name | CFIHOS-40000132 |  |  | ASME B31.3 - 2020 |  |  | STANDARD | CR0028 | 2019-05-14 09:39 | 2021-10-11 09:54
vacuum relief valve | CFIHOS-30000634 | nominal inlet diameter | CFIHOS-40000242 | MMT | INH | ISO 23251:2019;ISO 28300:2008 |  |  | STANDARD | CR0028;CR0032 | 2019-05-14 09:39 | 2021-10-11 09:54
vacuum relief valve | CFIHOS-30000634 | nominal outlet diameter | CFIHOS-40000244 | MMT | INH | ISO 23251:2019;ISO 28300:2008 |  |  | STANDARD | CR0028;CR0032 | 2019-05-14 09:39 | 2021-10-11 09:54
vacuum relief valve | CFIHOS-30000634 | normal operating dynamic viscosity | CFIHOS-40000255 | C24 | C7 |  |  |  | STANDARD | CR0028;CR0032 | 2019-05-14 09:39 | 2021-10-11 09:54
vacuum relief valve | CFIHOS-30000634 | normal operating mass flow rate | CFIHOS-40000275 | E93 | 4U |  |  |  | STANDARD | CR0028;CR0032 | 2019-05-14 09:39 | 2021-10-11 09:54
vacuum relief valve | CFIHOS-30000634 | normal operating pressure | CFIHOS-40000512 | BRG | 64 | ISO 23251:2019;ISO 28300:2008 |  |  | STANDARD | CR0028;CR0032 | 2019-05-14 09:39 | 2021-10-11 09:54
vacuum relief valve | CFIHOS-30000634 | normal operating temperature | CFIHOS-40000514 | CEL | FAH | ISO 23251:2019;ISO 28300:2008 |  |  | STANDARD | CR0028;CR0032 | 2019-05-14 09:39 | 2021-10-11 09:54
vacuum relief valve | CFIHOS-30000634 | orifice area calculated | CFIHOS-40000518 | MMK | INK | ISO 23251:2019;ISO 28300:2008 |  |  | STANDARD | CR0028;CR0032 | 2019-05-14 09:39 | 2021-10-11 09:54
vacuum relief valve | CFIHOS-30000634 | set pressure | CFIHOS-40000530 | BRG | 64 | ISO 23251:2019;ISO 28300:2008 |  |  | STANDARD | CR0028;CR0032 | 2019-05-14 09:39 | 2021-10-11 09:54
vacuum relief valve | CFIHOS-30000634 | test medium | CFIHOS-40000412 |  |  | ISO 23251:2019;ISO 28300:2008 |  |  | STANDARD | CR0028 | 2019-05-14 09:39 | 2021-10-11 09:54
vacuum relief valve | CFIHOS-30000634 | test pressure | CFIHOS-40000532 | BRG | 64 |  |  |  | STANDARD | CR0028;CR0032 | 2019-05-14 09:39 | 2021-10-11 09:54
vane compressor | CFIHOS-30000559 | compressibility factor Z at inlet | CFIHOS-40000060 | [5 empty] | TERMINATED | CR0009 | 2017-02-13 22:35 | 2021-10-11 09:54 | 2021-10-11 09:54
vane compressor | CFIHOS-30000559 | corrosive agents | CFIHOS-40000064 | [5 empty] | TERMINATED | CR0009 | 2017-02-13 22:35 | 2021-10-11 09:54 | 2021-10-11 09:54
vane compressor | CFIHOS-30000559 | corrosive gas | CFIHOS-40000065 | [5 empty] | TERMINATED | CR0009 | 2017-02-13 22:35 | 2021-10-11 09:54 | 2021-10-11 09:54
vane compressor | CFIHOS-30000559 | explosion protection gas group | CFIHOS-40000110 |  |  | IEC 60529:2013 |  |  | TERMINATED | CR0009 | 2017-02-13 22:35 | 2021-10-11 09:54 | 2021-10-11 09:54
vane compressor | CFIHOS-30000559 | explosion protection temperature class | CFIHOS-40000112 |  |  | IEC 60529:2013 |  |  | TERMINATED | CR0009 | 2017-02-13 22:35 | 2021-10-11 09:54 | 2021-10-11 09:54
vane compressor | CFIHOS-30000559 | explosion protection zone | CFIHOS-40000113 |  |  | IEC 60529:2013 |  |  | TERMINATED | CR0009 | 2017-02-13 22:35 | 2021-10-11 09:54 | 2021-10-11 09:54
vane compressor | CFIHOS-30000559 | fluid name | CFIHOS-40000132 |  |  | ISO 14224:2016 |  |  | TERMINATED | CR0009 | 2017-02-13 22:35 | 2021-10-11 09:54 | 2021-10-11 09:54
vane compressor | CFIHOS-30000559 | molecular weight | CFIHOS-40000506 |  |  | ISO 14224:2016 |  |  | TERMINATED | CR0009 | 2017-02-13 22:35 | 2021-10-11 09:54 | 2021-10-11 09:54
vane compressor | CFIHOS-30000559 | normal operating inlet pressure | CFIHOS-40000511 | [5 empty] | TERMINATED | CR0009 | 2017-02-13 22:35 | 2021-10-11 09:54 | 2021-10-11 09:54
vane compressor | CFIHOS-30000559 | normal operating inlet temperature | CFIHOS-40000272 | [5 empty] | TERMINATED | CR0009 | 2017-02-13 22:35 | 2021-10-11 09:54 | 2021-10-11 09:54
vane compressor | CFIHOS-30000559 | normal operating mass flow rate | CFIHOS-40000275 |  |  | ISO 14224:2016 |  |  | TERMINATED | CR0009 | 2017-02-13 22:35 | 2021-10-11 09:54 | 2021-10-11 09:54
vane compressor | CFIHOS-30000559 | settle out pressure | CFIHOS-40000342 | [5 empty] | TERMINATED | CR0009 | 2017-02-13 22:35 | 2021-10-11 09:54 | 2021-10-11 09:54
vane compressor | CFIHOS-30000559 | specific heat ratio Cp/Cv at inlet | CFIHOS-40000373 | [5 empty] | TERMINATED | CR0009 | 2017-02-13 22:35 | 2021-10-11 09:54 | 2021-10-11 09:54
vane pump | CFIHOS-30000560 | explosion protection gas group | CFIHOS-40000110 |  |  | IEC 60529:2013 |  |  | TERMINATED | CR0009 | 2017-02-13 22:35 | 2021-10-11 09:54 | 2021-10-11 09:54
vane pump | CFIHOS-30000560 | explosion protection temperature class | CFIHOS-40000112 |  |  | IEC 60529:2013 |  |  | TERMINATED | CR0009 | 2017-02-13 22:35 | 2021-10-11 09:54 | 2021-10-11 09:54
vane pump | CFIHOS-30000560 | explosion protection zone | CFIHOS-40000113 |  |  | IEC 60529:2013 |  |  | TERMINATED | CR0009 | 2017-02-13 22:35 | 2021-10-11 09:54 | 2021-10-11 09:54
vapour pressure analyser | CFIHOS-30000271 | explosion protection gas group | CFIHOS-40000110 |  |  | IEC 60529:2013 |  |  | STANDARD | CR0002;FR60 | 2017-02-13 22:35 | 2021-10-11 09:54
vapour pressure analyser | CFIHOS-30000271 | explosion protection temperature class | CFIHOS-40000112 |  |  | IEC 60529:2013 |  |  | STANDARD | CR0002;FR60 | 2017-02-13 22:35 | 2021-10-11 09:54
vapour pressure analyser | CFIHOS-30000271 | explosion protection zone | CFIHOS-40000113 |  |  | IEC 60529:2013 |  |  | STANDARD | CR0002;FR60 | 2017-02-13 22:35 | 2021-10-11 09:54
variable speed drive unit | CFIHOS-30000377 | design specification | CFIHOS-40000487 |  |  | API Recommended Practice 8B:2014 |  |  | STANDARD | CR0031;FR60 | 2020-05-05 09:55 | 2021-10-11 09:54
variable speed drive unit | CFIHOS-30000377 | explosion protection gas group | CFIHOS-40000110 | [5 empty] | STANDARD | CR0028 | 2019-05-14 09:39 | 2021-10-11 09:54
variable speed drive unit | CFIHOS-30000377 | explosion protection temperature class | CFIHOS-40000112 | [5 empty] | STANDARD | CR0028 | 2019-05-14 09:39 | 2021-10-11 09:54
variable speed drive unit | CFIHOS-30000377 | explosion protection zone | CFIHOS-40000113 | [5 empty] | STANDARD | CR0028 | 2019-05-14 09:39 | 2021-10-11 09:54
variable speed drive unit | CFIHOS-30000377 | lower limit design temperature | CFIHOS-40000503 |  |  | API Recommended Practice 8B:2014 |  |  | STANDARD | CR0031;FR60 | 2020-05-05 09:55 | 2021-10-11 09:54
variable speed drive unit | CFIHOS-30000377 | operating voltage | CFIHOS-40000603 | [5 empty] | STANDARD | CR0028 | 2019-05-14 09:39 | 2021-10-11 09:54
variable speed drive unit | CFIHOS-30000377 | rated frequency | CFIHOS-40000522 | HTZ | HTZ |  |  |  | STANDARD | CR0028;CR0032 | 2019-05-14 09:39 | 2021-10-11 09:54
variable speed drive unit | CFIHOS-30000377 | rated voltage | CFIHOS-40000528 | VLT | VLT |  |  |  | STANDARD | CR0028;CR0032 | 2019-05-14 09:39 | 2021-10-11 09:54
variable speed drive unit | CFIHOS-30000377 | upper limit design pressure | CFIHOS-40000535 |  |  | API Recommended Practice 8B:2014 |  |  | STANDARD | CR0031;FR60 | 2020-05-05 09:55 | 2021-10-11 09:54
variable speed drive unit | CFIHOS-30000377 | upper limit design temperature | CFIHOS-40000536 |  |  | API Recommended Practice 8B:2014 |  |  | STANDARD | CR0031;FR60 | 2020-05-05 09:55 | 2021-10-11 09:54
vessel | CFIHOS-30000594 | coil normal operating pressure | CFIHOS-40000042 | [5 empty] | TERMINATED | CR0029 | 2017-02-13 22:35 | 2021-10-11 09:54 | 2021-10-11 09:54
vessel | CFIHOS-30000594 | coil normal operating temperature | CFIHOS-40000043 | [5 empty] | TERMINATED | CR0029 | 2017-02-13 22:35 | 2021-10-11 09:54 | 2021-10-11 09:54
vessel | CFIHOS-30000594 | external insulation type | CFIHOS-40000114 |  |  | ASME BPVC Section VIII |  |  | TERMINATED | CR0029 | 2017-02-13 22:35 | 2021-10-11 09:54 | 2021-10-11 09:54
vessel | CFIHOS-30000594 | external upper limit design pressure | CFIHOS-40000119 | [5 empty] | TERMINATED | CR0029 | 2017-02-13 22:35 | 2021-10-11 09:54 | 2021-10-11 09:54
vessel | CFIHOS-30000594 | fluid name | CFIHOS-40000132 |  |  | ISO 14224:2016 |  |  | TERMINATED | CR0029 | 2017-02-13 22:35 | 2021-10-11 09:54 | 2021-10-11 09:54
vessel | CFIHOS-30000594 | internal insulation type | CFIHOS-40000187 | [5 empty] | TERMINATED | CR0029 | 2017-02-13 22:35 | 2021-10-11 09:54 | 2021-10-11 09:54
vessel | CFIHOS-30000594 | internal upper limit design pressure | CFIHOS-40000192 | [5 empty] | TERMINATED | CR0029 | 2017-02-13 22:35 | 2021-10-11 09:54 | 2021-10-11 09:54
vessel | CFIHOS-30000594 | jacket normal operating pressure | CFIHOS-40000196 | [5 empty] | TERMINATED | CR0029 | 2017-02-13 22:35 | 2021-10-11 09:54 | 2021-10-11 09:54
vessel | CFIHOS-30000594 | jacket normal operating temperature | CFIHOS-40000197 | [5 empty] | TERMINATED | CR0029 | 2017-02-13 22:35 | 2021-10-11 09:54 | 2021-10-11 09:54
vessel | CFIHOS-30000594 | lower limit operating temperature | CFIHOS-40000504 | [5 empty] | TERMINATED | CR0029 | 2017-02-13 22:35 | 2021-10-11 09:54 | 2021-10-11 09:54
vessel | CFIHOS-30000594 | minimum design metal temperature | CFIHOS-40000232 | [5 empty] | TERMINATED | CR0029 | 2017-02-13 22:35 | 2021-10-11 09:54 | 2021-10-11 09:54
vessel | CFIHOS-30000594 | shell normal external operating pressure | CFIHOS-40000356 | [5 empty] | TERMINATED | CR0029 | 2017-02-13 22:35 | 2021-10-11 09:54 | 2021-10-11 09:54
vessel | CFIHOS-30000594 | shell normal internal operating pressure | CFIHOS-40000357 | [5 empty] | TERMINATED | CR0029 | 2017-02-13 22:35 | 2021-10-11 09:54 | 2021-10-11 09:54
vessel | CFIHOS-30000594 | shell normal operating temperature | CFIHOS-40000358 | [5 empty] | TERMINATED | CR0029 | 2017-02-13 22:35 | 2021-10-11 09:54 | 2021-10-11 09:54
vessel | CFIHOS-30000594 | upper limit design temperature | CFIHOS-40000536 | [5 empty] | TERMINATED | CR0029 | 2017-02-13 22:35 | 2021-10-11 09:54 | 2021-10-11 09:54
vessel | CFIHOS-30000594 | upper limit operating temperature | CFIHOS-40000538 | [5 empty] | TERMINATED | CR0029 | 2017-02-13 22:35 | 2021-10-11 09:54 | 2021-10-11 09:54
vibrating level switch | CFIHOS-30000272 | explosion protection gas group | CFIHOS-40000110 |  |  | IEC 60529:2013 |  |  | TERMINATED | CR0014 | 2017-02-13 22:35 | 2021-10-11 09:54 | 2021-10-11 09:54
vibrating level switch | CFIHOS-30000272 | explosion protection temperature class | CFIHOS-40000112 |  |  | IEC 60529:2013 |  |  | TERMINATED | CR0014 | 2017-02-13 22:35 | 2021-10-11 09:54 | 2021-10-11 09:54
vibrating level switch | CFIHOS-30000272 | explosion protection zone | CFIHOS-40000113 |  |  | IEC 60529:2013 |  |  | TERMINATED | CR0014 | 2017-02-13 22:35 | 2021-10-11 09:54 | 2021-10-11 09:54
vibration element | CFIHOS-30000487 | explosion protection gas group | CFIHOS-40000110 |  |  | IEC 60529:2013 |  |  | STANDARD | CR0005 | 2017-02-13 22:35 | 2021-10-11 09:54
vibration element | CFIHOS-30000487 | explosion protection temperature class | CFIHOS-40000112 |  |  | IEC 60529:2013 |  |  | STANDARD | CR0005 | 2017-02-13 22:35 | 2021-10-11 09:54
vibration element | CFIHOS-30000487 | explosion protection zone | CFIHOS-40000113 |  |  | IEC 60529:2013 |  |  | STANDARD | CR0005 | 2017-02-13 22:35 | 2021-10-11 09:54
vibration switch | CFIHOS-30000273 | explosion protection gas group | CFIHOS-40000110 |  |  | IEC 60529:2013 |  |  | STANDARD | V1.2 | 2017-02-13 22:35 | 2021-10-11 09:54
vibration switch | CFIHOS-30000273 | explosion protection temperature class | CFIHOS-40000112 |  |  | IEC 60529:2013 |  |  | STANDARD | V1.2 | 2017-02-13 22:35 | 2021-10-11 09:54
vibration switch | CFIHOS-30000273 | explosion protection zone | CFIHOS-40000113 |  |  | IEC 60529:2013 |  |  | STANDARD | V1.2 | 2017-02-13 22:35 | 2021-10-11 09:54
vibration switch | CFIHOS-30000273 | safety integrity level | CFIHOS-40000579 | [5 empty] | STANDARD | CR0028 | 2019-05-14 09:39 | 2021-10-11 09:54
vibration transmitter | CFIHOS-30000378 | explosion protection gas group | CFIHOS-40000110 |  |  | IEC 60529:2013 |  |  | STANDARD | V1.2 | 2017-02-13 22:35 | 2021-10-11 09:54
vibration transmitter | CFIHOS-30000378 | explosion protection temperature class | CFIHOS-40000112 |  |  | IEC 60529:2013 |  |  | STANDARD | V1.2 | 2017-02-13 22:35 | 2021-10-11 09:54
vibration transmitter | CFIHOS-30000378 | explosion protection zone | CFIHOS-40000113 |  |  | IEC 60529:2013 |  |  | STANDARD | V1.2 | 2017-02-13 22:35 | 2021-10-11 09:54
vibration transmitter | CFIHOS-30000378 | safety integrity level | CFIHOS-40000579 | [5 empty] | STANDARD | CR0028 | 2019-05-14 09:39 | 2021-10-11 09:54
video monitor | CFIHOS-30000275 | explosion protection gas group | CFIHOS-40000110 |  |  | IEC 60529:2013 |  |  | STANDARD | V1.2 | 2017-02-13 22:35 | 2021-10-11 09:54
video monitor | CFIHOS-30000275 | explosion protection temperature class | CFIHOS-40000112 |  |  | IEC 60529:2013 |  |  | STANDARD | V1.2 | 2017-02-13 22:35 | 2021-10-11 09:54
video monitor | CFIHOS-30000275 | explosion protection zone | CFIHOS-40000113 |  |  | IEC 60529:2013 |  |  | STANDARD | V1.2 | 2017-02-13 22:35 | 2021-10-11 09:54
video recorder | CFIHOS-30000488 | explosion protection gas group | CFIHOS-40000110 | [5 empty] | TERMINATED | CR0028 | 2017-02-13 22:35 | 2021-10-11 09:54 | 2021-10-11 09:54
video recorder | CFIHOS-30000488 | explosion protection temperature class | CFIHOS-40000112 | [5 empty] | TERMINATED | CR0028 | 2017-02-13 22:35 | 2021-10-11 09:54 | 2021-10-11 09:54
video recorder | CFIHOS-30000488 | explosion protection zone | CFIHOS-40000113 | [5 empty] | TERMINATED | CR0028 | 2017-02-13 22:35 | 2021-10-11 09:54 | 2021-10-11 09:54
viscosity analyser | CFIHOS-30000489 | explosion protection gas group | CFIHOS-40000110 |  |  | IEC 60529:2013 |  |  | STANDARD | CR0002;FR60 | 2017-02-13 22:35 | 2021-10-11 09:54
viscosity analyser | CFIHOS-30000489 | explosion protection temperature class | CFIHOS-40000112 |  |  | IEC 60529:2013 |  |  | STANDARD | CR0002;FR60 | 2017-02-13 22:35 | 2021-10-11 09:54
viscosity analyser | CFIHOS-30000489 | explosion protection zone | CFIHOS-40000113 |  |  | IEC 60529:2013 |  |  | STANDARD | CR0002;FR60 | 2017-02-13 22:35 | 2021-10-11 09:54
voltage to current converter | CFIHOS-30000490 | explosion protection gas group | CFIHOS-40000110 |  |  | IEC 60529:2013 |  |  | STANDARD | CR0002;FR60 | 2017-02-13 22:35 | 2021-10-11 09:54
voltage to current converter | CFIHOS-30000490 | explosion protection temperature class | CFIHOS-40000112 |  |  | IEC 60529:2013 |  |  | STANDARD | CR0002;FR60 | 2017-02-13 22:35 | 2021-10-11 09:54
voltage to current converter | CFIHOS-30000490 | explosion protection zone | CFIHOS-40000113 |  |  | IEC 60529:2013 |  |  | STANDARD | CR0002;FR60 | 2017-02-13 22:35 | 2021-10-11 09:54
voltage transformer | CFIHOS-30000746 | explosion protection gas group | CFIHOS-40000110 | [5 empty] | STANDARD | CR0028 | 2019-05-14 09:39 | 2021-10-11 09:54
voltage transformer | CFIHOS-30000746 | explosion protection temperature class | CFIHOS-40000112 | [5 empty] | STANDARD | CR0028 | 2019-05-14 09:39 | 2021-10-11 09:54
voltage transformer | CFIHOS-30000746 | explosion protection zone | CFIHOS-40000113 | [5 empty] | STANDARD | CR0028 | 2019-05-14 09:39 | 2021-10-11 09:54
voltage transmitter | CFIHOS-30000276 | explosion protection gas group | CFIHOS-40000110 |  |  | IEC 60529:2013 |  |  | STANDARD | V1.2 | 2017-02-13 22:35 | 2021-10-11 09:54
voltage transmitter | CFIHOS-30000276 | explosion protection temperature class | CFIHOS-40000112 |  |  | IEC 60529:2013 |  |  | STANDARD | V1.2 | 2017-02-13 22:35 | 2021-10-11 09:54
voltage transmitter | CFIHOS-30000276 | explosion protection zone | CFIHOS-40000113 |  |  | IEC 60529:2013 |  |  | STANDARD | V1.2 | 2017-02-13 22:35 | 2021-10-11 09:54
voltage transmitter | CFIHOS-30000276 | safety integrity level | CFIHOS-40000579 | [5 empty] | STANDARD | CR0028 | 2019-05-14 09:39 | 2021-10-11 09:54
vortex flow transmitter | CFIHOS-30000277 | explosion protection gas group | CFIHOS-40000110 |  |  | IEC 60529:2013 |  |  | STANDARD | CR0014;FR60 | 2017-02-13 22:35 | 2021-10-11 09:54
vortex flow transmitter | CFIHOS-30000277 | explosion protection temperature class | CFIHOS-40000112 |  |  | IEC 60529:2013 |  |  | STANDARD | CR0014;FR60 | 2017-02-13 22:35 | 2021-10-11 09:54
vortex flow transmitter | CFIHOS-30000277 | explosion protection zone | CFIHOS-40000113 |  |  | IEC 60529:2013 |  |  | STANDARD | CR0014;FR60 | 2017-02-13 22:35 | 2021-10-11 09:54
vortex flow transmitter | CFIHOS-30000277 | safety integrity level | CFIHOS-40000579 | [5 empty] | STANDARD | CR0029 | 2019-10-01 02:04 | 2021-10-11 09:54
wafer check valve | CFIHOS-30000876 | design specification | CFIHOS-40000487 |  |  | IEC 60537:1976 Withdrawn;ISO 14224:2016 |  |  | STANDARD | CR0029;FR60 | 2019-10-01 02:04 | 2021-10-11 09:54
wafer check valve | CFIHOS-30000876 | failure action | CFIHOS-40000580 | [5 empty] | STANDARD | CR0029 | 2019-10-01 02:04 | 2021-10-11 09:54
wafer check valve | CFIHOS-30000876 | fluid name | CFIHOS-40000132 |  |  | IEC 60537:1976 Withdrawn;ISO 14224:2016 |  |  | STANDARD | CR0029;FR60 | 2019-10-01 02:04 | 2021-10-11 09:54
wafer check valve | CFIHOS-30000876 | nominal diameter | CFIHOS-40000509 | MMT | INH | ASME B31.3 - 2020;IEC 60537:1976 Withdrawn;ISO 14224:2016 |  |  | STANDARD | CR0029;CR0032;FR60 | 2019-10-01 02:04 | 2021-10-11 09:54
wafer check valve | CFIHOS-30000876 | normal operating pressure | CFIHOS-40000512 | BRG | 64 |  |  |  | STANDARD | CR0029;CR0032 | 2019-10-01 02:04 | 2021-10-11 09:54
wafer check valve | CFIHOS-30000876 | normal operating temperature | CFIHOS-40000514 | CEL | FAH | IEC 60537:1976 Withdrawn;ISO 14224:2016 |  |  | STANDARD | CR0029;CR0032;FR60 | 2019-10-01 02:04 | 2021-10-11 09:54
wafer check valve | CFIHOS-30000876 | piping class | CFIHOS-40000488 | [5 empty] | STANDARD | CR0029 | 2019-10-01 02:04 | 2021-10-11 09:54
weight transmitter | CFIHOS-30000380 | explosion protection gas group | CFIHOS-40000110 | [5 empty] | STANDARD | CR0028 | 2019-05-14 09:39 | 2021-10-11 09:54
weight transmitter | CFIHOS-30000380 | explosion protection temperature class | CFIHOS-40000112 | [5 empty] | STANDARD | CR0028 | 2019-05-14 09:39 | 2021-10-11 09:54
weight transmitter | CFIHOS-30000380 | explosion protection zone | CFIHOS-40000113 | [5 empty] | STANDARD | CR0028 | 2019-05-14 09:39 | 2021-10-11 09:54
weight transmitter | CFIHOS-30000380 | safety integrity level | CFIHOS-40000579 | [5 empty] | STANDARD | CR0028 | 2019-05-14 09:39 | 2021-10-11 09:54
wet transformer | CFIHOS-30000877 | explosion protection gas group | CFIHOS-40000110 |  |  | IEC 60529:2013 |  |  | STANDARD | CR0029;FR60 | 2019-10-01 02:04 | 2021-10-11 09:54
wet transformer | CFIHOS-30000877 | explosion protection temperature class | CFIHOS-40000112 |  |  | IEC 60529:2013 |  |  | STANDARD | CR0029;FR60 | 2019-10-01 02:04 | 2021-10-11 09:54
wet transformer | CFIHOS-30000877 | explosion protection zone | CFIHOS-40000113 |  |  | IEC 60529:2013 |  |  | STANDARD | CR0029;FR60 | 2019-10-01 02:04 | 2021-10-11 09:54
wet transformer | CFIHOS-30000877 | insulation class | CFIHOS-40000177 | [5 empty] | STANDARD | CR0029 | 2019-10-01 02:04 | 2021-10-11 09:54
wet transformer | CFIHOS-30000877 | rated primary winding voltage | CFIHOS-40000525 | VLT | VLT |  |  |  | STANDARD | CR0029;CR0032 | 2019-10-01 02:04 | 2021-10-11 09:54
wet transformer | CFIHOS-30000877 | rated secondary winding voltage | CFIHOS-40000526 | VLT | VLT |  |  |  | STANDARD | CR0029;CR0032 | 2019-10-01 02:04 | 2021-10-11 09:54
winch | CFIHOS-30000285 | explosion protection gas group | CFIHOS-40000110 |  |  | IEC 60529:2013 |  |  | STANDARD | V1.2 | 2017-02-13 22:35 | 2021-10-11 09:54
winch | CFIHOS-30000285 | explosion protection temperature class | CFIHOS-40000112 |  |  | IEC 60529:2013 |  |  | STANDARD | V1.2 | 2017-02-13 22:35 | 2021-10-11 09:54
winch | CFIHOS-30000285 | explosion protection zone | CFIHOS-40000113 |  |  | IEC 60529:2013 |  |  | STANDARD | V1.2 | 2017-02-13 22:35 | 2021-10-11 09:54
wind sensor | CFIHOS-30000492 | explosion protection gas group | CFIHOS-40000110 | [5 empty] | STANDARD | CR0028 | 2019-05-14 09:39 | 2021-10-11 09:54
wind sensor | CFIHOS-30000492 | explosion protection temperature class | CFIHOS-40000112 | [5 empty] | STANDARD | CR0028 | 2019-05-14 09:39 | 2021-10-11 09:54
wind sensor | CFIHOS-30000492 | explosion protection zone | CFIHOS-40000113 | [5 empty] | STANDARD | CR0028 | 2019-05-14 09:39 | 2021-10-11 09:54
wire hoist | CFIHOS-30000287 | explosion protection gas group | CFIHOS-40000110 | [5 empty] | STANDARD | CR0028 | 2019-05-14 09:39 | 2021-10-11 09:54
wire hoist | CFIHOS-30000287 | explosion protection temperature class | CFIHOS-40000112 | [5 empty] | STANDARD | CR0028 | 2019-05-14 09:39 | 2021-10-11 09:54
wire hoist | CFIHOS-30000287 | explosion protection zone | CFIHOS-40000113 | [5 empty] | STANDARD | CR0028 | 2019-05-14 09:39 | 2021-10-11 09:54
wireless access point | CFIHOS-30000290 | explosion protection gas group | CFIHOS-40000110 |  |  | IEC 60529:2013 |  |  | STANDARD | V1.2 | 2017-02-13 22:35 | 2021-10-11 09:54
wireless access point | CFIHOS-30000290 | explosion protection temperature class | CFIHOS-40000112 |  |  | IEC 60529:2013 |  |  | STANDARD | V1.2 | 2017-02-13 22:35 | 2021-10-11 09:54
wireless access point | CFIHOS-30000290 | explosion protection zone | CFIHOS-40000113 |  |  | IEC 60529:2013 |  |  | STANDARD | V1.2 | 2017-02-13 22:35 | 2021-10-11 09:54
wobbe index meter | CFIHOS-30000493 | explosion protection gas group | CFIHOS-40000110 |  |  | IEC 60529:2013 |  |  | STANDARD | CR0002;FR60 | 2017-02-13 22:35 | 2021-10-11 09:54
wobbe index meter | CFIHOS-30000493 | explosion protection temperature class | CFIHOS-40000112 |  |  | IEC 60529:2013 |  |  | STANDARD | CR0002;FR60 | 2017-02-13 22:35 | 2021-10-11 09:54
wobbe index meter | CFIHOS-30000493 | explosion protection zone | CFIHOS-40000113 |  |  | IEC 60529:2013 |  |  | STANDARD | CR0002;FR60 | 2017-02-13 22:35 | 2021-10-11 09:54

## tag or equip class src standard
source standard code | tag or equipment class | application condition group code | change request number | status | created date | modified date | terminated date
API Spec 6D:2014 | ball control valve |  | FR37 | STANDARD | 2021-10-11 13:50 | 2021-10-11 13:50
API Spec 6D:2014 | ball valve |  | FR37 | STANDARD | 2021-10-11 13:50 | 2021-10-11 13:50
API Std 600:2015 | gate valve |  | FR37 | STANDARD | 2021-10-11 13:50 | 2021-10-11 13:50
API Std 603:2018 | gate control valve |  | FR37 | STANDARD | 2021-10-11 13:50 | 2021-10-11 13:50
API Std 610:2010 | centrifugal pump |  | FR37 | STANDARD | 2021-10-11 13:50 | 2021-10-11 13:50
API Std 611:2008 | steam turbine |  | FR37 | STANDARD | 2021-10-11 13:50 | 2021-10-11 13:50
API Std 612:2014 | steam turbine |  | FR37 | STANDARD | 2021-10-11 13:50 | 2021-10-11 13:50
API Std 613:2007 | gear box |  | FR37 | STANDARD | 2021-10-11 13:50 | 2021-10-11 13:50
API Std 616:2011 | gas turbine |  | FR37 | STANDARD | 2021-10-11 13:50 | 2021-10-11 13:50
API Std 617-1:2010 | axial compressor |  | FR37 | STANDARD | 2021-10-11 13:50 | 2021-10-11 13:50
API Std 617-1:2010 | centrifugal compressor |  | FR37 | STANDARD | 2021-10-11 13:50 | 2021-10-11 13:50
API Std 617-2:2010 | axial compressor |  | FR37 | STANDARD | 2021-10-11 13:50 | 2021-10-11 13:50
API Std 617-2:2010 | centrifugal compressor |  | FR37 | STANDARD | 2021-10-11 13:50 | 2021-10-11 13:50
API Std 650:2012 | tank |  | FR37 | STANDARD | 2021-10-11 13:50 | 2021-10-11 13:50
API Std 660:2015 | shell and tube heat exchanger |  | FR37 | STANDARD | 2021-10-11 13:50 | 2021-10-11 13:50
API Std 670:2014 | process data acquisition and control |  | FR37 | STANDARD | 2021-10-11 13:50 | 2021-10-11 13:50
API Std 672:2004 | centrifugal compressor |  | FR37 | STANDARD | 2021-10-11 13:50 | 2021-10-11 13:50
API Std 673:2014 | fan |  | FR37 | STANDARD | 2021-10-11 13:50 | 2021-10-11 13:50
API Std 677:2006 | gear box |  | FR37 | STANDARD | 2021-10-11 13:50 | 2021-10-11 13:50
EN 14015:2004 | tank |  | FR37 | STANDARD | 2021-10-11 13:50 | 2021-10-11 13:50
IEC 60034-1:2017 | alternating current motor |  | FR37 | STANDARD | 2021-10-11 13:50 | 2021-10-11 13:50
IEC 60269-1:2014 | battery back-up power supply unit |  | FR37 | STANDARD | 2021-10-11 13:50 | 2021-10-11 13:50
IEC 60269-1:2014 | fuse |  | FR37 | STANDARD | 2021-10-11 13:50 | 2021-10-11 13:50
IEC 60269-1:2014 | switchgear and controlgear |  | FR37 | STANDARD | 2021-10-11 13:50 | 2021-10-11 13:50
IEC 60269-1:2014 | ups unit |  | FR37 | STANDARD | 2021-10-11 13:50 | 2021-10-11 13:50
IEC 60282-1:2020 | fuse |  | FR37 | STANDARD | 2021-10-11 13:50 | 2021-10-11 13:50
IEC 60282-1:2020 | switchgear and controlgear |  | FR37 | STANDARD | 2021-10-11 13:50 | 2021-10-11 13:50
IEC 60947-2:2006 | battery back-up power supply unit |  | FR37 | STANDARD | 2021-10-11 13:50 | 2021-10-11 13:50
IEC 60947-2:2006 | circuit-breaker |  | FR37 | STANDARD | 2021-10-11 13:50 | 2021-10-11 13:50
IEC 60947-2:2006 | switchgear and controlgear |  | FR37 | STANDARD | 2021-10-11 13:50 | 2021-10-11 13:50
IEC 60947-2:2006 | ups unit |  | FR37 | STANDARD | 2021-10-11 13:50 | 2021-10-11 13:50
IEC 61439-1:2020 | switchgear and controlgear |  | FR37 | STANDARD | 2021-10-11 13:50 | 2021-10-11 13:50
IEC 61439-2:2020 | switchgear and controlgear |  | FR37 | STANDARD | 2021-10-11 13:50 | 2021-10-11 13:50
IEC 62271-100:2017 | circuit-breaker |  | FR37 | STANDARD | 2021-10-11 13:50 | 2021-10-11 13:50
IEC 62271-100:2017 | switchgear and controlgear |  | FR37 | STANDARD | 2021-10-11 13:50 | 2021-10-11 13:50
IEC 62271-200:2011 | switchgear and controlgear |  | FR37 | STANDARD | 2021-10-11 13:50 | 2021-10-11 13:50
IOGP S-560:2016 | switchgear and controlgear |  | FR37 | STANDARD | 2021-10-11 13:50 | 2021-10-11 13:50
IOGP S-561:2018 | christmas tree |  | FR37 | STANDARD | 2021-10-11 13:50 | 2021-10-11 13:50
IOGP S-562:2019 | ball control valve |  | FR37 | STANDARD | 2021-10-11 13:50 | 2021-10-11 13:50
IOGP S-562:2019 | ball valve |  | FR37 | STANDARD | 2021-10-11 13:50 | 2021-10-11 13:50
IOGP S-611:2019 | gate control valve |  | FR37 | STANDARD | 2021-10-11 13:50 | 2021-10-11 13:50
IOGP S-611:2019 | gate valve |  | FR37 | STANDARD | 2021-10-11 13:50 | 2021-10-11 13:50
IOGP S-612:2018 | centrifugal compressor |  | FR37 | STANDARD | 2021-10-11 13:50 | 2021-10-11 13:50
IOGP S-614:2018 | shell and tube heat exchanger |  | FR37 | STANDARD | 2021-10-11 13:50 | 2021-10-11 13:50
IOGP S-615:2019 | centrifugal pump |  | FR37 | STANDARD | 2021-10-11 13:50 | 2021-10-11 13:50
IOGP S-620:2018 | switchgear and controlgear |  | FR37 | STANDARD | 2021-10-11 13:50 | 2021-10-11 13:50
IOGP S-700:2020 | coupling |  | FR37 | STANDARD | 2021-10-11 13:50 | 2021-10-11 13:50
IOGP S-703:2020 | alternating current motor |  | FR37 | STANDARD | 2021-10-11 13:50 | 2021-10-11 13:50
IOGP S-710:2020 | air cooled heat exchanger |  | FR37 | STANDARD | 2021-10-11 13:50 | 2021-10-11 13:50
ISO 10438-1:2007 | lubrication system |  | FR37 | STANDARD | 2021-10-11 13:50 | 2021-10-11 13:50
ISO 10441:2007 | coupling |  | FR37 | STANDARD | 2021-10-11 13:50 | 2021-10-11 13:50
ISO 13705:2012 | fired heater |  | FR37 | STANDARD | 2021-10-11 13:50 | 2021-10-11 13:50
ISO 13706:2011 | air cooled heat exchanger |  | FR37 | STANDARD | 2021-10-11 13:50 | 2021-10-11 13:50
ISO 13709:2009 | centrifugal pump |  | FR37 | STANDARD | 2021-10-11 13:50 | 2021-10-11 13:50
ISO 13880:1999 | battery back-up power supply unit |  | FR37 | STANDARD | 2021-10-11 13:50 | 2021-10-11 13:50
ISO 13880:1999 | electric generator |  | FR37 | STANDARD | 2021-10-11 13:50 | 2021-10-11 13:50
ISO 13880:1999 | electric heater |  | FR37 | STANDARD | 2021-10-11 13:50 | 2021-10-11 13:50
ISO 13880:1999 | electric motor |  | FR37 | STANDARD | 2021-10-11 13:50 | 2021-10-11 13:50
ISO 13880:1999 | electronic frequency converter |  | FR37 | STANDARD | 2021-10-11 13:50 | 2021-10-11 13:50
ISO 13880:1999 | switchgear and controlgear |  | FR37 | STANDARD | 2021-10-11 13:50 | 2021-10-11 13:50
ISO 13880:1999 | ups unit |  | FR37 | STANDARD | 2021-10-11 13:50 | 2021-10-11 13:50
ISO 15547-1:2005 | plate heat exchanger |  | FR37 | STANDARD | 2021-10-11 13:50 | 2021-10-11 13:50
ISO 1680:2013 | electric motor |  | FR37 | STANDARD | 2021-10-11 13:50 | 2021-10-11 13:50
ISO 16812:2019 | shell and tube heat exchanger |  | FR37 | STANDARD | 2021-10-11 13:50 | 2021-10-11 13:50
ISO 21049:2004 | centrifugal pump |  | FR37 | STANDARD | 2021-10-11 13:50 | 2021-10-11 13:50
ISO 25457:2008 | flare |  | FR37 | STANDARD | 2021-10-11 13:50 | 2021-10-11 13:50
ISO 3046-1:2002 | diesel engine |  | FR37 | STANDARD | 2021-10-11 13:50 | 2021-10-11 13:50
MESC SPE 77/135 | relief valve |  | FR37 | STANDARD | 2021-10-11 13:50 | 2021-10-11 13:50
PED 97/23/EC | vessel |  | FR37 | STANDARD | 2021-10-11 13:50 | 2021-10-11 13:50

## unit of measure
unit of measure code | unit of measure name | unit of measure symbol | unit of measure dimension code | measurement system code | CFIHOS unique id | synonym | created date | modified date | terminated date | change request number | status
AMP | ampere | A | ECURR |  | CFIHOS-60001427 |  | 2017-02-13 20:14 | 2019-06-28 13:09 |  | CR0022 | STANDARD
AMH | ampere-hour | A.h | CHARGE |  | CFIHOS-60001428 |  | 2017-02-13 20:14 | 2020-11-30 08:14 |  | CR0022;CR0025;CR0032 | STANDARD
BRA | bar absolute | bar(a) | PRESS | SI | CFIHOS-60001430 |  | 2017-02-13 20:14 | 2019-06-28 13:09 |  | CR0022;CR0025 | STANDARD
BRG | bar gauge | bar(g) | PRESS | SI | CFIHOS-60001431 |  | 2017-02-13 20:14 | 2019-06-28 13:09 |  | CR0022;CR0025 | STANDARD
BAH | bar per hour | bar/h | PRESRT | SI | CFIHOS-60000216 |  | 2019-03-06 10:03 | 2019-06-28 13:09 |  | CR0022;CR0025 | STANDARD
C7 | centipoise | cP | VISDYN | SI | CFIHOS-60001432 |  | 2017-02-13 20:13 | 2019-06-28 13:09 |  | CR0022 | STANDARD
4C | centistokes | cSt | VISKIN | SI | CFIHOS-60001433 |  | 2019-03-06 10:03 | 2019-06-28 13:09 |  | CR0022;CR0025 | STANDARD
FTQ | cubic foot | ft³ | VOLUME | Imperial | CFIHOS-60001439 |  | 2017-02-13 20:13 | 2019-06-28 13:09 |  | CR0022;CR0025 | STANDARD
2K | cubic foot per hour | ft³/h | VOLFLO | Imperial | CFIHOS-60001440 |  | 2019-03-06 10:03 | 2019-06-28 13:09 |  | CR0022;CR0025 | STANDARD
MTQ | cubic metre | m³ | VOLUME | SI | CFIHOS-60001462 |  | 2017-02-13 20:14 | 2019-06-28 13:09 |  | CR0022;CR0025 | STANDARD
MQH | cubic metre per hour | m³/h | VOLFLO | SI | CFIHOS-60001463 |  | 2017-02-13 20:14 | 2019-06-28 13:09 |  | CR0022;CR0025 | STANDARD
MQS | cubic metre per second | m³/s | VOLFLO | SI | CFIHOS-60001464 |  | 2019-03-06 10:03 | 2019-06-28 13:09 |  | CR0022;CR0025 | STANDARD
DAY | day | d | TIME |  | CFIHOS-65000003 |  | 2021-09-29 10:18 | 2021-09-29 10:18 |  | FR14;FR74 | STANDARD
2N | decibel | dB | SOUND | SI | CFIHOS-60001434 |  | 2019-03-06 10:03 | 2019-06-28 13:09 |  | CR0022 | STANDARD
CEL | degree celsius | °C | TEMP | SI | CFIHOS-60001435 |  | 2017-02-13 20:14 | 2019-06-28 13:09 |  | CR0022;CR0025 | STANDARD
FAH | degree fahrenheit | °F | TEMP | Imperial | CFIHOS-60001436 |  | 2017-02-13 20:13 | 2019-06-28 13:09 |  | CR0022;CR0025 | STANDARD
K43 | electric horse power | electric hp | POWER |  | CFIHOS-65000001 |  | 2019-04-30 14:24 | 2019-06-28 13:09 |  | CR0025 | STANDARD
FAR | farad | F | CAPACI |  | CFIHOS-60001437 |  | 2017-02-13 20:14 | 2019-06-28 13:09 |  | CR0022 | STANDARD
FOT | foot | ft | LENGTH | Imperial | CFIHOS-60001438 |  | 2017-02-13 20:13 | 2019-06-28 13:09 |  | CR0022 | STANDARD
FS | foot per second | ft/s | SPEED | Imperial | CFIHOS-60001441 |  | 2017-02-13 20:13 | 2019-06-28 13:09 |  | CR0022 | STANDARD
G2 | gallon (US) per minute | gpm | VOLFLO | Imperial | CFIHOS-60001422 |  | 2017-02-13 20:13 | 2019-06-28 13:09 |  | CR0022;CR0025 | STANDARD
HTZ | hertz | Hz | FREQU |  | CFIHOS-60001443 |  | 2017-02-13 20:14 | 2019-06-28 13:09 |  | CR0022 | STANDARD
HUR | hour | h | TIME |  | CFIHOS-60001445 |  | 2017-02-13 20:14 | 2019-06-28 13:09 |  | CR0022 | STANDARD
INH | inch | in | LENGTH | Imperial | CFIHOS-60001446 |  | 2017-02-13 20:13 | 2019-06-28 13:09 |  | CR0022 | STANDARD
N19 | inch of water (60°f) | in H2O | PRESS | Imperial | CFIHOS-60000653 |  | 2019-03-06 10:03 | 2019-06-28 13:09 |  | CR0022;CR0025 | STANDARD
INK | inch squared | in² | SURFAC | Imperial | CFIHOS-60001447 |  | 2017-02-13 20:13 | 2019-06-28 13:09 |  | CR0022;CR0025 | STANDARD
kg/kJ | kg/kJ | kg/kJ |  | SI | CFIHOS-60000739 |  | 2019-03-06 10:03 | 2019-04-29 17:08 | 2019-04-29 17:08 | CR0022;CR0025 | TERMINATED
B22 | kiloampere | kA | ECURR |  | CFIHOS-60001448 |  | 2017-02-13 20:14 | 2019-06-28 13:09 |  | CR0022 | STANDARD
KGM | kilogram | kg | MASS | SI | CFIHOS-60001449 |  | 2017-02-13 20:14 | 2019-06-28 13:09 |  | CR0022 | STANDARD
KMQ | kilogram per cubic metre | kg/m³ | DENSI | SI | CFIHOS-60001451 |  | 2017-02-13 20:14 | 2019-06-28 13:09 |  | CR0022;CR0025 | STANDARD
E93 | kilogram per hour | kg/h | MASFLO | SI | CFIHOS-60001450 |  | 2017-02-13 20:14 | 2019-06-28 13:09 |  | CR0022 | STANDARD
KGS | kilogram per second | kg/s | MASFLO | SI | CFIHOS-60001452 |  | 2019-03-06 10:03 | 2019-06-28 13:09 |  | CR0022 | STANDARD
B42 | kilojoule per kilogram | kJ/kg | SPENER | SI | CFIHOS-60001453 |  | 2019-03-06 10:03 | 2019-06-28 13:09 |  | CR0022 | STANDARD
B43 | kilojoule per kilogram kelvin | kJ/(kg.K) | SPHCAP | SI | CFIHOS-60001454 |  | 2019-03-06 10:03 | 2020-11-30 08:14 |  | CR0022;CR0025;CR0032 | STANDARD
B47 | kilonewton | kN | FORCE | SI | CFIHOS-60001455 |  | 2019-03-06 10:03 | 2019-06-28 13:09 |  | CR0022 | STANDARD
KPB | kilopascal absolute | kPa(a) | PRESS | SI | CFIHOS-60000743 |  | 2017-02-13 20:14 | 2019-06-28 13:09 |  | CR0022;CR0025 | STANDARD
KPG | kilopascal gauge | kPa(g) | PRESS | SI | CFIHOS-60000744 |  | 2017-02-13 20:14 | 2019-06-28 13:09 |  | CR0022;CR0025 | STANDARD
KVT | kilovolt | kV | VOLTAG |  | CFIHOS-60001456 |  | 2017-02-13 20:14 | 2019-06-28 13:09 |  | CR0022 | STANDARD
KVA | kilovolt-ampere | kVA | POWER |  | CFIHOS-60001457 |  | 2017-02-13 20:14 | 2019-06-28 13:09 |  | CR0022;CR0025 | STANDARD
KWT | kilowatt | kW | POWER | SI | CFIHOS-60001458 |  | 2017-02-13 20:14 | 2019-06-28 13:09 |  | CR0022 | STANDARD
LTR | litre | l | VOLUME | SI | CFIHOS-60001459 |  | 2019-03-06 10:03 | 2019-06-28 13:09 |  | CR0022 | STANDARD
LD | litre per day | l/d | VOLFLO | SI | CFIHOS-60000747 |  | 2019-03-06 10:03 | 2019-06-28 13:09 |  | CR0022;CR0025 | STANDARD
E32 | litre per hour | l/h | VOLFLO | SI | CFIHOS-60000748 |  | 2019-03-06 10:03 | 2019-06-28 13:09 |  | CR0022;CR0025 | STANDARD
L2 | litre per minute | l/m | VOLFLO | SI | CFIHOS-60000749 |  | 2019-03-06 10:03 | 2019-06-28 13:09 |  | CR0022;CR0025 | STANDARD
G51 | litre per second | l/s | VOLFLO | SI | CFIHOS-60001460 |  | 2019-03-06 10:03 | 2019-06-28 13:09 |  | CR0022 | STANDARD
MTR | metre | m | LENGTH | SI | CFIHOS-60001461 |  | 2017-02-13 20:14 | 2019-06-28 13:09 |  | CR0022 | STANDARD
MTS | metre per second | m/s | SPEED | SI | CFIHOS-60001465 |  | 2017-02-13 20:14 | 2019-06-28 13:09 |  | CR0022 | STANDARD
D19 | metre squared kelvin per watt | m².K/W | THINSU | SI | CFIHOS-60001467 |  | 2019-03-06 10:03 | 2020-11-30 08:14 |  | CR0022;CR0025;CR0032 | STANDARD
HJ | metric horse power | metric hp | POWER |  | CFIHOS-60001444 |  | 2017-02-13 20:13 | 2019-06-28 13:09 |  | CR0022;CR0025 | STANDARD
TNE | metric tonne | t | MASS | SI | CFIHOS-60001482 |  | 2019-03-06 10:03 | 2019-06-28 13:09 |  | CR0022;CR0025 | STANDARD
F59 | milliampere/bar | mA/bar | LECURD | SI | CFIHOS-60000788 |  | 2019-03-06 10:03 | 2019-06-28 13:09 |  | CR0022;CR0025 | STANDARD
MBS | millibar absolute | mbar(a) | PRESS | SI | CFIHOS-60000794 |  | 2019-03-06 10:03 | 2019-06-28 13:09 |  | CR0022;CR0025 | STANDARD
NA | milligram per kilogram | mg/kg | MPROPO | SI | CFIHOS-60001468 |  | 2019-03-06 10:03 | 2019-06-28 13:09 |  | CR0022 | STANDARD
MMT | millimetre | mm | LENGTH | SI | CFIHOS-60001469 |  | 2017-02-13 20:14 | 2019-06-28 13:09 |  | CR0022 | STANDARD
MMW | millimetre of water at 4°c | mmH2O | PRESS | SI | CFIHOS-60000810 |  | 2019-03-06 10:03 | 2019-06-28 13:09 |  | CR0022;CR0025 | STANDARD
M6D | million standard cubic metre per day | Msm³/d | VOLFLO | SI | CFIHOS-60000821 |  | 2019-03-06 10:03 | 2019-06-28 13:09 |  | CR0022;CR0025 | STANDARD
C24 | millipascal-second | mPa.s | VISDYN | SI | CFIHOS-60001472 |  | 2017-02-13 20:14 | 2019-06-28 13:09 |  | CR0022;CR0025 | STANDARD
MIN | minute | min | TIME |  | CFIHOS-60001473 |  | 2019-03-06 10:03 | 2019-06-28 13:09 |  | CR0022 | STANDARD
MON | month | mo | TIME |  | CFIHOS-65000004 |  | 2021-09-29 10:18 | 2021-09-29 10:18 |  | FR14 | STANDARD
NEW | newton | N | FORCE | SI | CFIHOS-60001474 |  | 2019-03-06 10:03 | 2019-06-28 13:09 |  | CR0022 | STANDARD
Nm3/h | newton metre cubed per hour | Nm3/h |  | SI | CFIHOS-60000859 |  | 2019-03-06 10:03 | 2019-04-29 17:10 | 2019-04-29 17:10 | CR0022;CR0025 | TERMINATED
4P | newton per metre | N/m | SURFTE | SI | CFIHOS-60001475 |  | 2019-03-06 10:03 | 2019-06-28 13:09 |  | CR0022 | STANDARD
M93 | newton-metre per radian | N.m/rad | MOMFOR | SI | CFIHOS-60000858 |  | 2019-03-06 10:03 | 2020-11-30 08:14 |  | CR0022;CR0025;CR0032 | STANDARD
OHM | ohm | Ohm | RESIST |  | CFIHOS-60001476 |  | 2017-02-13 20:14 | 2019-06-28 13:09 |  | CR0022 | STANDARD
59W | parts per million (mass) | ppm | MPROPO |  | CFIHOS-60000982 |  | 2017-02-13 20:14 | 2019-06-28 13:09 |  | CR0022;CR0025 | STANDARD
P1 | percent | % | RATIO |  | CFIHOS-60000001 |  | 2017-02-13 20:14 | 2019-06-28 13:09 |  | CR0022;CR0025 | STANDARD
VP | percent (volume) | % (v) | VPROPO |  | CFIHOS-65000000 |  | 2019-04-30 13:40 | 2019-07-01 20:18 |  | CR0025 | STANDARD
H87 | piece | pce | COUNT |  | CFIHOS-60000932 |  | 2017-02-13 20:14 | 2019-06-28 13:09 |  | CR0022;CR0025 | STANDARD
LBR | pound | lb | MASS | Imperial | CFIHOS-60001413 |  | 2017-02-13 20:13 | 2019-06-28 13:09 |  | CR0022 | STANDARD
87 | pound per cubic foot | lb/ft³ | DENSI | Imperial | CFIHOS-60001477 |  | 2017-02-13 20:13 | 2019-06-28 13:09 |  | CR0022;CR0025 | STANDARD
4U | pound per hour | lb/h | MASFLO | Imperial | CFIHOS-60001478 |  | 2017-02-13 20:13 | 2019-06-28 13:09 |  | CR0022;CR0025 | STANDARD
LBS | pound per second | lb/s | MASFLO | Imperial | CFIHOS-60001479 |  | 2019-03-06 10:03 | 2019-06-28 13:09 |  | CR0022;CR0025 | STANDARD
PSA | pound per square inch absolute | psia | PRESS | Imperial | CFIHOS-60001010 |  | 2017-02-13 20:13 | 2019-06-28 13:09 |  | CR0022;CR0025 | STANDARD
64 | pound per square inch gauge | psig | PRESS | Imperial | CFIHOS-60001011 |  | 2017-02-13 20:13 | 2019-06-28 13:09 |  | CR0022;CR0025 | STANDARD
RPM | revolution per minute | rpm | ANGVEL |  | CFIHOS-60001480 |  | 2017-02-13 20:14 | 2019-06-28 13:09 |  | CR0022;CR0025 | STANDARD
SEC | second | s | TIME |  | CFIHOS-60001481 |  | 2019-03-06 10:03 | 2019-06-28 13:09 |  | CR0022 | STANDARD
FTK | square foot | ft² | SURFAC | Imperial | CFIHOS-60001442 |  | 2017-02-13 20:13 | 2019-06-28 13:09 |  | CR0022;CR0025 | STANDARD
MTK | square metre | m² | SURFAC | SI | CFIHOS-60001466 |  | 2017-02-13 20:14 | 2019-06-28 13:09 |  | CR0022;CR0025 | STANDARD
MMK | square millimetre | mm² | SURFAC | SI | CFIHOS-60001470 |  | 2017-02-13 20:14 | 2019-06-28 13:09 |  | CR0022;CR0025 | STANDARD
C17 | square millimetre per second | mm²/s | VISKIN | SI | CFIHOS-60001471 |  | 2019-03-06 10:03 | 2019-06-28 13:09 |  | CR0022;CR0025 | STANDARD
SFM | standard cubic foot per minute | sft³/min | VOLFLO | Imperial | CFIHOS-60001171 |  | 2017-02-13 20:13 | 2019-06-28 13:09 |  | CR0022;CR0025 | STANDARD
SMH | standard cubic metre per hour | s m³/h | VOLFLO | SI | CFIHOS-60001217 |  | 2019-03-06 10:03 | 2019-06-28 13:09 |  | CR0022;CR0025 | STANDARD
VLT | volt | V | VOLTAG |  | CFIHOS-60001423 |  | 2017-02-13 20:14 | 2019-06-28 13:09 |  | CR0022 | STANDARD
D53 | watt per metre kelvin | W/(m.K) | THCOND | SI | CFIHOS-60001425 |  | 2019-03-06 10:03 | 2020-11-30 08:14 |  | CR0022;CR0025;CR0032 | STANDARD
WEE | week | wk | TIME |  | CFIHOS-65000002 |  | 2019-04-30 14:33 | 2021-09-29 10:18 |  | CR0025;FR74 | STANDARD
| weeks after delivery |  |  |  | CFIHOS-60001334 |  | 2019-03-06 10:03 | 2019-04-29 17:32 | 2019-04-29 17:32 | CR0022;CR0025 | TERMINATED
| weeks after order |  |  |  | CFIHOS-60001335 |  | 2019-03-06 10:03 | 2019-04-29 17:32 | 2019-04-29 17:32 | CR0022;CR0025 | TERMINATED
| weeks after test |  |  |  | CFIHOS-60001337 |  | 2019-03-06 10:03 | 2019-04-29 17:32 | 2019-04-29 17:32 | CR0022;CR0025 | TERMINATED
| weeks before test |  |  |  | CFIHOS-60001367 |  | 2019-03-06 10:03 | 2019-04-29 17:32 | 2019-04-29 17:32 | CR0022;CR0025 | TERMINATED
| weeks prior to delivery |  |  |  | CFIHOS-60001376 |  | 2019-03-06 10:03 | 2019-04-29 17:33 | 2019-04-29 17:33 | CR0022;CR0025 | TERMINATED
ANN | year | y | TIME |  | CFIHOS-60001426 |  | 2019-03-06 10:03 | 2019-06-28 13:09 |  | CR0022 | STANDARD
A11 | ångström | Å | LENGTH | SI | CFIHOS-60001429 |  | 2017-02-13 20:14 | 2019-06-28 13:09 |  | CR0022 | STANDARD

## unit of measure dimension
unit of measure dimension code | unit of measure dimension name | CFIHOS unique id | synonym | created date | modified date | terminated date | change request number | status
CAPACI | capacitance | CFIHOS-45000001 |  | 2019-03-06 16:01 | 2019-08-09 15:50 |  | CR0022 | STANDARD
DENSI | density | CFIHOS-45000002 |  | 2019-03-06 16:01 | 2019-08-09 15:50 |  | CR0022 | STANDARD
VISDYN | dynamic viscosity | CFIHOS-45000004 |  | 2019-03-06 16:01 | 2019-08-09 15:50 |  | CR0022 | STANDARD
CHARGE | electrical charge | CFIHOS-45000005 |  | 2019-03-06 16:01 | 2019-08-09 15:50 |  | CR0022 | STANDARD
ECURR | electrical current / amperage | CFIHOS-45000007 |  | 2019-03-06 16:01 | 2019-08-09 15:50 |  | CR0022 | STANDARD
FREQU | frequency | CFIHOS-45000009 |  | 2019-03-06 16:01 | 2019-10-14 13:04 |  | CR0022 | STANDARD
VISKIN | kinematic viscosity | CFIHOS-45000010 |  | 2019-03-06 16:01 | 2019-08-09 15:50 |  | CR0022 | STANDARD
LENGTH | length | CFIHOS-45000011 |  | 2019-03-06 16:01 | 2019-08-09 15:50 |  | CR0022 | STANDARD
LECURD | linear electric current density | CFIHOS-45000012 |  | 2019-03-06 16:01 | 2019-08-09 15:50 |  | CR0022 | STANDARD
MASS | mass / weight | CFIHOS-45000013 |  | 2019-03-06 16:01 | 2019-08-09 15:50 |  | CR0022 | STANDARD
MASFLO | mass flow rate | CFIHOS-45000014 |  | 2019-03-06 16:01 | 2019-08-09 15:50 |  | CR0022 | STANDARD
MPROPO | mass proportion | CFIHOS-45000015 |  | 2019-03-06 16:01 | 2019-10-14 18:13 |  | CR0022 | STANDARD
POWER | power | CFIHOS-45000016 |  | 2019-03-06 16:01 | 2019-08-09 15:50 |  | CR0022 | STANDARD
PRESS | pressure | CFIHOS-45000017 |  | 2019-03-06 16:01 | 2019-10-14 18:02 |  | CR0022 | STANDARD
PRESRT | pressure rate change | CFIHOS-45000018 |  | 2019-03-06 16:01 | 2019-08-09 15:50 |  | CR0022 | STANDARD
RATIO | ratio | CFIHOS-45000019 |  | 2019-03-06 16:01 | 2019-10-14 18:14 |  | CR0022 | STANDARD
RESIST | resistance | CFIHOS-45000020 |  | 2019-03-06 16:01 | 2019-08-09 15:50 |  | CR0022 | STANDARD
SOUND | sound | CFIHOS-45000021 |  | 2019-03-06 16:01 | 2019-08-09 15:50 |  | CR0022 | STANDARD
SPENER | specific energy | CFIHOS-45000022 |  | 2019-03-06 16:01 | 2019-08-09 15:50 |  | CR0022 | STANDARD
SPHCAP | specific heat capacity | CFIHOS-45000023 |  | 2019-03-06 16:01 | 2019-08-09 15:50 |  | CR0022 | STANDARD
SPEED | speed | CFIHOS-45000025 |  | 2019-03-06 16:01 | 2019-08-09 15:50 |  | CR0022 | STANDARD
SURFAC | surface / area | CFIHOS-45000026 |  | 2019-03-06 16:01 | 2019-08-09 15:50 |  | CR0022 | STANDARD
SURFTE | surface tension | CFIHOS-45000027 |  | 2019-03-06 16:01 | 2019-08-09 15:50 |  | CR0022 | STANDARD
TEMP | temperature | CFIHOS-45000028 |  | 2019-03-06 16:01 | 2019-08-09 15:50 |  | CR0022 | STANDARD
THCOND | thermal conductivity | CFIHOS-45000029 |  | 2019-03-06 16:01 | 2019-08-09 15:50 |  | CR0022 | STANDARD
THINSU | thermal insulation | CFIHOS-45000030 |  | 2019-03-06 16:01 | 2019-08-09 15:50 |  | CR0022 | STANDARD
TIME | time | CFIHOS-45000031 |  | 2019-03-06 16:01 | 2021-09-29 10:23 |  | CR0022 | STANDARD
VOLUME | volume | CFIHOS-45000033 |  | 2019-03-06 16:01 | 2019-08-09 15:50 |  | CR0022 | STANDARD
VOLFLO | volume flow rate | CFIHOS-45000034 |  | 2019-03-06 16:01 | 2019-08-09 15:50 |  | CR0022 | STANDARD
ANGVEL | angular velocity | CFIHOS-45000036 |  | 2019-04-08 10:51 | 2019-10-14 13:05 |  | CR0022 | STANDARD
COUNT | count | CFIHOS-45000037 |  | 2019-04-08 10:51 | 2019-08-13 22:34 |  | CR0022 | STANDARD
VOLTAG | electrical tension / voltage | CFIHOS-45000038 |  | 2019-04-08 10:51 | 2019-08-09 15:50 |  | CR0022 | STANDARD
FORCE | force | CFIHOS-45000039 |  | 2019-04-08 10:51 | 2019-10-14 18:02 |  | CR0022 | STANDARD
MOMFOR | moment of force | CFIHOS-45000041 |  | 2019-04-08 10:51 | 2019-08-09 15:50 |  | CR0022 | STANDARD
VPROPO | volume proportion | CFIHOS-45000044 |  | 2019-04-08 10:51 | 2019-08-09 15:50 |  | CR0022 | STANDARD